## READ ME
New Excel Bidding Spreadsheet: How It Works
Rebuilt from 'Template-Empty - WORK IN PROGRESS.xlsm'. Full transparent cost first, margin added on top.
FLOW
| 1. INPUTS | Project info, durations, PST, consumables, contingency, target margin per division, levels, your typical COGS %.
| 2. LABOUR RATES | Crew mix per trade (same layout as the original PRJ INFO rates block), shown beside Knowify actual rates and mix.
| 2b. TAKEOFF / TAKEOFF CHECK | Paste the takeoff provider's 'Takeoff Summary' sheet into TAKEOFF at A1. TAKEOFF CHECK lists every line: priced, missing, no unit cost, or TBC.
| 3. PLUMBING EST / HVAC EST | Left to right: takeoff qty, unit rates, TRUE COST, optional ADJUSTMENTS, FINAL COST. Same columns on both sheets.
| 4. SUBS & GC | Subtrade quotes and general conditions. Allocate by % to each division, or leave % blank to auto-split by direct cost.
| 4b. CONTINGENCY | 2% general allowance on budgeted cost (adjustable) plus specific risk items. Added to cost before the grand total.
| 5. BID SUMMARY | Cost by type and division, then margin (self-perform and subs). Back-check vs company cost breakdown. Holds every tie-out check.
| 6. BUDGET | Cost budget per division and phase. Phases match Knowify, so the field budget and the actuals line up.
| 7. SCHEDULE OF VALUES | Contract split into Knowify-style lines (e.g. 'P - BLDG A - L1 Plumbing Rough-in (Labour)'), with the Knowify cost budget for each line.
| 8. KNOWIFY PHASES / TIME | Paste the 'Actual vs Budget - Phases' and 'Time' sheets from a Knowify Job Summary export, cell A1, exactly as exported.
| 9. KNOWIFY REVIEW | Reads the two paste tabs: margin after overhead, cost mix, actual crew rates and mix, and how each phase ran vs its budget.
| 9b. RATE VARIANCE | Template vs Knowify actual rates vs a saved snapshot, the effect on this bid, and overhead for reference.
| 10. AUDIT NOTES | Formula problems found in the original template, decisions made, and open questions.
COLOUR LEGEND
| Blue text, light yellow fill | Input. Type here.
| Bright yellow fill | Key assumption. Review on every bid.
| Black text | Formula. Do not type over.
| Green text | Link from another tab.
MARGIN vs MARKUP
This workbook prices with MARGIN: Contract = Total Cost / (1 - Margin %).
Example: cost $100,000 at 15% margin = $117,647 contract, $17,647 gross profit (17.6% markup).
The original template used 15% MARKUP: $100,000 x 1.15 = $115,000, which is only a 13.0% margin.
PHASES (match Knowify)
Tag each estimate row with the phase the WORK happens in. Rough-in and finishing rows carry both labour and material.
Labour on 03 Rough-in and 04 Finishing is split by level on the SOV; their material rolls into 05 Material Supply automatically,
the same way Knowify jobs are set up (level lines are labour only, material supply is its own line).
UPDATING KNOWIFY DATA
1. In Knowify, open the job > Summary > Project Summary report and download the Excel file.
2. In that file, select the used cells of 'Actual vs Budget - Phases' (A1 to column V, last row). Copy.
3. Paste into cell A1 of KNOWIFY PHASES (clear old data first). Do the same for the 'Time' sheet into KNOWIFY TIME.
4. On KNOWIFY REVIEW, type the job name, contract (Total Amount) and committed cost from the export's Summary sheet.
5. If a role or phase shows 'Unmapped', add it to the mapping tables on the right of KNOWIFY REVIEW.

## INPUTS
INPUTS
Blue cells are inputs. Bright yellow = key assumption to review on every bid.
PROJECT INFORMATION
| Project Name | 438 West Pender Street
Quote Number
| Project Type | Mixed-use residential (80 suites + CRU)
Owner
| General Contractor | Marcon
Architect
| Mech. Engineer | Arcadis / Edge Consultants
| Site Address | 438 West Pender Street
| City | Vancouver
Proposal Date
Proposal Rev
| Prepared By | Paris Mechanical Ltd
| Drawings | Final IFT Rev 5 (Sept 11 2026)
Gross Floor Area (sq ft)
| Number of Units | 80
KEY ASSUMPTIONS
| P&H project duration (months) | 24 |  |  |  | From original PRJ INFO H34.
| HVAC project duration (months) | 24 |  |  |  | From original PRJ INFO H43.
| PST on materials | 7% |  |  |  | BC PST 7%. From original PRJ INFO H52. Applied to material rows marked Y.
| GST (shown on proposal only, not a cost) | 5% |  |  |  | From original PRJ INFO H51. GST is recoverable, so it is not in cost.
| Consumables (% of material) | 2% |  |  |  | Original used 2% of material (P&H SUMMARY H46, HVAC SUMMARY D30).
| Contingency allowance % (set on CONTINGENCY tab) | 2% |  |  |  | Default 2% of budgeted cost. Change it on the CONTINGENCY tab.
| Warranty reserve (% of fixture & equipment supply) | 2% |  |  |  | Original: 2 years x 1% of equipment+fixtures (PRJ SUMMARY rows 75-78).
| Contract rounding (round up to nearest $) | 100 |  |  |  | Original rounded each division up to the nearest $100.
| Holdback (BC Builders Lien Act) | 10% |  |  |  | Used on the SOV for progress billing.
| TARGET MARGIN BY DIVISION | [6 empty] | Margin list | Subs list
| Division | Code | Self-Perform Margin % | Equivalent Markup % | Crew | Subs Margin % |  | 8% | 10%
| Plumbing | P | 15% | 17.65% | P&H | 12% | Drop-downs: self-perform 8% to 20% (standard 15%), subs 10% to 15%. | 9% | 11%
| Hydronic | H | 15% | 17.65% | P&H | 12% | Margin = profit / contract. Self-perform margin applies to labour, overhead, | 10% | 12%
| Ventilation | V | 15% | 17.65% | HVAC | 12% | material, GCs and contingency; subs margin applies to subtrades only. | 11% | 13%
| Air Conditioning | AC | 15% | 17.65% | HVAC | 12% | Division names feed the SOV line names (Knowify uses 'HVAC' for ventilation). | 12% | 14%
[8 empty] | 13% | 15%
| LEVELS (SOV splits rough-in and finishing labour by level) | [6 empty] | 14%
| Tag (e.g. BLDG A - L1) | Floor | Units | SOV Weight % |  |  |  | 15%
| P1 | Parkade |  | 0% |  | Units per level from original PRJ INFO C6:C10. |  | 16%
| L1 | Level 1 (CRU, lobby) |  | 0% |  | Weight defaults to units share. Type over it to give parking, |  | 17%
| L2 | Level 2 (parking, garbage) |  | 0% |  | U/G or roof a share. Weights must total 100%. |  | 18%
| L3 | Level 3 | 8 | 10% |  | Multi-building jobs: use tags like 'BLDG A - L1' to match Knowify. |  | 19%
| L4 | Level 4 | 8 | 10% |  |  |  | 20%
| L5 | Level 5 | 8 | 10%
| L6 | Level 6 | 8 | 10%
| L7 | Level 7 | 8 | 10%
| L8 | Level 8 | 8 | 10%
| L9 | Level 9 | 8 | 10%
| L10 | Level 10 | 8 | 10%
| L11 | Level 11 | 8 | 10%
| L12 | Level 12 | 8 | 10%
| L13 | Level 13 (amenity, live/work) |  | 0%
| ROOF | Roof |  | 0%
0%
0%
0%
0%
0%
0%
0%
0%
0%
| TOTAL |  | 80 | 100% | OK
PHASES (drop-down list used on every tab; matches Knowify setup)
| 01 Shop Drawings, Permits & Mobilization |  |  |  |  | Rename freely but keep 9 rows and keep the order:
| 02 Foundation & Underground |  |  |  |  | 03/04 are split by level; 05 collects 03/04 material.
03 Rough-in (Labour)
04 Finishing (Labour)
05 Material Supply
06 Fixtures & Equipment Supply
07 Testing, TAB & Commissioning
08 Completion & Final Documents
09 Office, Supervision & General
COMPANY COST BREAKDOWN (MF/CM, % of all costs): back-check for every bid
| Category | % of All Costs | Compared on BID SUMMARY against
| Materials | 27.25% | Material: pipe, fittings, valves (+PST, consumables) |  |  | From estimator (Oct 2026). Replace with the updated breakdown when ready.
| Equipment | 15.93% | Fixtures & Equipment Supply (phase 06 material) |  |  | Total is 100.58% as given (rounding); check allows +/-1%.
| Other Job Costs | 3.05% | GC rows typed 'Other Job Costs' + contingency
| Labour | 21.22% | Labour $ + GC rows typed 'Labour'
| Subs & Safety | 19.08% | Subtrades + GC rows typed 'Subs & Safety'
| Admin Labour (expenses) | 9.54% | Overhead $/hr x hours + GC rows typed 'Admin & Overhead'
| General Overhead (net of other income) | 4.51% | (combined with Admin Labour on BID SUMMARY)
| TOTAL | 100.6% | OK
| Overhead per $1 of field labour (Admin + General) / Labour | 0.66211 |  |  |  | Used on LABOUR RATES to show the overhead $/hr your books imply.

## LABOUR RATES
LABOUR RATES (crew mix)
Same layout as the original PRJ INFO rates block. Both trades tie back the same way. | UPDATED 2026-06-29
| PLUMBING & HYDRONIC CREW |  |  |  | Rate source: | Knowify actual
| Classification | Template Rate $/hr | Template Mix | Knowify Actual $/hr | Knowify Actual Mix | Rate Used | Mix Used | Weighted $/hr | Hours | Cost by Wage Breakdown
| Apprentice Lvl 1-2 | 53 | 40% | 40.2489 | 37.95% | 40.2489 | 37.95% | 15.2741 | 0 | 0 | Template rates and mix: original PRJ INFO D36:E40 (fully burdened).
| Apprentice Lvl 3-6 | 62.5 | 30% | 47.1021 | 25.99% | 47.1021 | 25.99% | 12.2439 | 0 | 0 | Knowify actuals: KNOWIFY TIME, all trades, burden included (confirmed).
| Apprentice Lvl 7-8 | 66.5 | 5% | 51.213 | 8.925% | 51.213 | 8.925% | 4.571 | 0 | 0 | Office PM, admin and safety coordinator hours are left out of the Knowify mix;
| Journeyman Lvl 1-2 | 73 | 11% | 61.5465 | 12.5% | 61.5465 | 12.5% | 7.6913 | 0 | 0 | the office PM is priced in its own block below.
| Foreman & PM | 96 | 14% | 65.7971 | 14.63% | 65.7971 | 14.63% | 9.6289 | 0 | 0 | Default source is Knowify actual (estimator decision, Oct 2026). Without Knowify data the template is used.
| Weighted average burdened wage | 64.745 | 100% | 49.4092 | 100% |  | 100% | 49.4092 | 0 | 0
| Overhead $/hr (salaried staff, office, general) | 32.71 | Manual entry per bid. Reference figures on RATE VARIANCE.
| FULLY LOADED RATE $/hr | 82.1192
| Mix used = 100% and hours x rate ties to breakdown | OK
| Estimated hours (from estimate tabs) | 0
| HVAC CREW (ventilation & A/C) |  |  |  | Rate source: | Knowify actual
| Classification | Template Rate $/hr | Template Mix | Knowify Actual $/hr | Knowify Actual Mix | Rate Used | Mix Used | Weighted $/hr | Hours | Cost by Wage Breakdown
| Apprentice Lvl 1-2 | 53 | 40% | 40.2489 | 37.95% | 40.2489 | 37.95% | 15.2741 | 0 | 0 | Template rates and mix: original PRJ INFO D36:E40 (fully burdened).
| Apprentice Lvl 3-6 | 62.5 | 30% | 47.1021 | 25.99% | 47.1021 | 25.99% | 12.2439 | 0 | 0 | Knowify actuals: KNOWIFY TIME, all trades, burden included (confirmed).
| Apprentice Lvl 7-8 | 66.5 | 5% | 51.213 | 8.925% | 51.213 | 8.925% | 4.571 | 0 | 0 | Office PM, admin and safety coordinator hours are left out of the Knowify mix;
| Journeyman Lvl 1-2 | 73 | 11% | 61.5465 | 12.5% | 61.5465 | 12.5% | 7.6913 | 0 | 0 | the office PM is priced in its own block below.
| Foreman & PM | 96 | 14% | 65.7971 | 14.63% | 65.7971 | 14.63% | 9.6289 | 0 | 0 | Default source is Knowify actual (estimator decision, Oct 2026). Without Knowify data the template is used.
| Weighted average burdened wage | 64.745 | 100% | 49.4092 | 100% |  | 100% | 49.4092 | 0 | 0
| Overhead $/hr (salaried staff, office, general) | 32.71 | Manual entry per bid. Reference figures on RATE VARIANCE.
| FULLY LOADED RATE $/hr | 82.1192
| Mix used = 100% and hours x rate ties to breakdown | OK
| Estimated hours (from estimate tabs) | 0
OFFICE PROJECT MANAGER (hours added to the job, priced like crew hours)
| Project duration (months) | 24 | [8 empty] | Replaces the old $7,500/month line. Office PM is booked to job cost (estimator, Oct 2026).
| PM working days per month on this job | 11 | [8 empty] | 11 days = half of ~22 working days a month, for a PM running two jobs.
| Hours per day | 8 | [8 empty] | Rate follows the P&H Rate source: Knowify 'Project Manager' role average, else template $96.
| Number of office PMs | 1 | [8 empty] | Hours, labour and overhead are split across divisions by direct cost (SUBS & GC row 4)
| PM hours on this job | 2112 | [8 empty] | and land in 09 Office, Supervision & General on BUDGET and SOV.
| PM rate $/hr (burdened) | 80.171 | Knowify PM: | 80.171 | 96 | Template fallback (Foreman & PM) |  |  |  |  | Reference: on 405 Marie Place the PM charged about 1,020 hrs in ~17 months (~60 hrs/month).
| Overhead $/hr | 32.71
| PM labour $ | 169321.0559
| PM overhead $ | 69083.52
| PM TOTAL $ | 238404.5759
RATE COMPARISON (per hour)
| Rate Basis | $/hr |  |  | P&H Est. Hours | Labour (+OH) Cost
| Original template line items (Apprentice 1-2 only) | 53 |  |  | 0 | 0 |  |  |  | If Knowify's cost per hour is well below the template rate, either Knowify
| Original template 'Budget with' (simple average) | 70.2 |  |  | 0 | 0 |  |  |  | is missing burden, or the template rates are high. Settle which is true
| Template crew-mix weighted burdened wage | 64.745 |  |  | 0 | 0 |  |  |  | before trusting either for bids.
| Rate used for this bid (P&H) | 49.4092 |  |  | 0 | 0
| Fully loaded rate used: wage + overhead input | 82.1192 |  |  | 0 | 0
| Knowify actual crew average (job pasted) | 49.4092 |  |  | 0 | 0
| Knowify actual + overhead | 82.1192 |  |  | 0 | 0

## TAKEOFF
Takeoff Summary — MASTER
Only sheet with quantity inputs. In-suite rows: edit rates (E/F, blue) → Qty = rateA×Type A suites + rateB×Type B suites. Other rows: Qty (G) is the input. 'TBC' = not counted.
Section | Tag | Description | Mfr / Model | Rate / Type A | Rate / Type B | Qty | Unit | Floor alloc | Source / Basis
A. IN-SUITE PLUMBING
| WC | Water closet (ID-selected) | Per ID spec | 1 | 2 | 90 | ea | L3–L12 by suite | M-400 Hdr A/B
| SH | Shower | Per ID spec | 1 | 2 | 90 | ea | L3–L12 by suite | M-400
| L | Lavatory | Per ID spec | 1 | 2 | 90 | ea | L3–L12 by suite | M-400
| SK | Kitchen sink | Per ID spec | 1 | 1 | 80 | ea | L3–L12 by suite | M-400
| CW | Clothes washer box c/w shock arrestors | — | 1 | 1 | 80 | ea | L3–L12 by suite | M-400 / M-600 rough-in
| DW | Dishwasher connection c/w VB + shut-off | — | 1 | 1 | 80 | ea | L3–L12 by suite | M-400 / M-600
| MAN | PEX manifold (DCW + DHW) | — | 2 | 2 | 160 | ea | L3–L12 by suite | M-400 header detail
| W/M | Suite water meter (DCW + DHW) — supply TBC | — | 2 | 2 | 160 | ea | L3–L12 by suite | M-400 — confirm who supplies meters
|  | SUBTOTAL (numeric only) |  |  |  | 830
B. IN-SUITE HVAC
| FCU-x.01/02/04-07 | VRF ducted FCU 12 MBH, 280 CFM | Daikin FXDQ12MVJU |  |  | 60 | ea | Even L3–L12 | M-602 (6/floor)
| FCU-x.03/08 | VRF ducted FCU 24 MBH, 742 CFM | Daikin FXSQ24TBVJU |  |  | 20 | ea | Even L3–L12 | M-602 (2/floor)
| ERV-A | Suite ERV 53 CFM, 75% TE | Panasonic FV-10VE2 | 1 | 1 | 80 | ea | L3–L12 by suite | M-601
| EF-A | Suite bath exhaust 30/50 CFM (INFERRED 2-bed only) | Panasonic FV-0511VKS2 | 0 | 1 | 10 | ea | L3–L12 by suite | M-601 — qty not scheduled, RFI
| RH-EXH | Range hood exhaust 6" duct + wall cap (hood by others) | Primex WC | 1 | 1 | 80 | ea | L3–L12 by suite | M-30x notes 2/15
| WC-CAP | ERV wall caps OA/EA | Primex WC | 2 | 2 | 160 | ea | L3–L12 by suite | Inferred 2/ERV
| AP-ERV | 30"x24" access panel under ERV | — | 1 | 1 | 80 | ea | L3–L12 by suite | M-30x note
| RG-FCU | 18"x18" hinged FCU return/filter grille | — | 1 | 1 | 80 | ea | L3–L12 by suite | M-30x note
| TSTAT | VRF thermostat | Daikin BRC1NRV71 | 1 | 1 | 80 | ea | L3–L12 by suite | M-602 note 2
|  | SUBTOTAL (numeric only) |  |  |  | 650
C. REFRIGERATION / VRF
| CU-3.1–12.1 | VRF heat-recovery CU 144/162 MBH, 208/3, 755 lb | Daikin REYQ144XBTJA |  |  | 10 | ea | ROOF | M-602
| BS-x.1 | Branch selector 6-port | Daikin BSF6Q54TVJ |  |  | 10 | ea | Even L3–L12 | M-602
| BS-x.2 | Branch selector 4-port | Daikin BSF4Q54TVJ |  |  | 10 | ea | Even L3–L12 | M-602
| CU-1.1 | Heat pump CU CRU #1, 24 MBH | Daikin RXTA24AAVJU |  |  | 1 | ea | ROOF | M-602
| CU-1.2 | Heat pump CU CRU #2, 48 MBH | Daikin RXTA48AAVJU |  |  | 1 | ea | ROOF | M-602
| CU-1.3 | VRF CU Main Electrical, 72 MBH | Daikin REYQ72XBTJA |  |  | 1 | ea | ROOF | M-602
| CU-13.1 | Heat pump CU L13 Live/Work, 60 MBH | Daikin RXTA60AAVJU |  |  | 1 | ea | ROOF | M-602
| CU-13.2 | Heat pump CU L13 Amenity, 60 MBH | Daikin RXTA60AAVJU |  |  | 1 | ea | ROOF | M-602
| CU-R.1 | Heat pump CU Elevator Control, 48 MBH | Daikin RXTA48AAVJU |  |  | 1 | ea | ROOF | M-602
| FCU-1.01 | FCU CRU #1, 24 MBH | Daikin FXSQ24TBVJU |  |  | 1 | ea | L1 | M-602
| FCU-1.02/03 | FCU CRU #2, 24 MBH | Daikin FXSQ24TBVJU |  |  | 2 | ea | L1 | M-602
| FCU-1.04/05/06 | Wall FCU Main Electrical c/w condensate pump | Daikin FXAQ24PVJU |  |  | 3 | ea | L1 | M-602 (L1 per M-301B)
| FCU-13.01/02 | FCU L13 Live/Work, 30 MBH | Daikin FXSQ30TBVJU |  |  | 2 | ea | L13 | M-602
| FCU-13.03/04 | FCU L13 Amenity, 30 MBH | Daikin FXSQ30TBVJU |  |  | 2 | ea | L13 | M-602
| FCU-R.01/02 | Wall FCU Elevator Control c/w condensate pump | Daikin FXAQ24PVJU |  |  | 2 | ea | ROOF | M-602 / M-309
| iTM | Central controller iTouch Manager c/w PPD + adaptor | Daikin DCS601C71 |  |  | 3 | ea | Split: L1=1, L12=2 | M-602 CU note 2
| DSE401B71 | Communication adaptor | Daikin |  |  | TBC | ea | Floor TBC | M-602 CU note 1 — qty per CU not stated
| CP | Condensate pump (Aspen Mini Orange) — FXAQ units | Aspen |  |  | 5 | ea | Split: L1=3, ROOF=2 | M-602 FCU note 4
| REF-INS | External refrigerant piping insulation K-Flex Titan | K-Flex |  |  | TBC | LF | ROOF | M-309 note 4
|  | SUBTOTAL (numeric only) |  |  |  | 56
D. COMMON HVAC EQUIPMENT
| MUA-1 | Make-up air unit 1,270 CFM, DX clg/htg + 15 kW elec, 208/3 | Trane OAB036E3 |  |  | 1 | ea | ROOF | M-601
| ERV-B | ERV P1 Bike Storage 750 CFM | Renewaire HE10-JINH |  |  | 1 | ea | P1 | M-601
| ERV-C | ERV L1 South Corridor 70 CFM | Renewaire EV Premium M |  |  | 1 | ea | L1 | M-601
| ERV-D | ERV L2 Bike Room 80 CFM | Renewaire EV Premium S |  |  | 1 | ea | L2 | M-601
| ERV-E | ERV L13 Artist Studio 205 CFM | Lifebreath 267 MAX |  |  | 1 | ea | L13 | M-601
| ERV-F | ERV L13 Washroom 220 CFM | Renewaire |  |  | 1 | ea | L13 | M-601
| EF-P1.01 | EF Mech Room P112, 320 CFM | Twin City TL 700S |  |  | 1 | ea | P1 | M-601
| EF-P1.02 | EF Janitor P102, 100 CFM | Twin City T 150V |  |  | 1 | ea | P1 | M-601
| EF-P1.03 | EF Bike Repair & Wash P105, 100 CFM | Twin City T 150V |  |  | 1 | ea | P1 | M-601
| EF-L2.01 | EF L2 Residential Garbage 600 CFM, 575/3 | Twin City DSI 135AN |  |  | 1 | ea | L2 | M-601
| EF-L2.02 | Smoke exhaust fan 8,000 CFM, 7.5 HP, 575/3 | Twin City DBS 200 |  |  | 1 | ea | L2 | M-601
| EF-L2.03 | EF L2 Parking 550 CFM | Twin City TL 700S |  |  | 1 | ea | L2 | M-601
| EF-L2.04 | EF CRU 1 washroom 30/50 CFM | Panasonic FV-0511VKS2 |  |  | 1 | ea | L1 | M-601 (tag says L2, serves CRU on L1 — confirm)
| EF-L2.05 | EF CRU 2 washroom 30/50 CFM | Panasonic FV-0511VKS2 |  |  | 1 | ea | L1 | M-601 (confirm floor)
| PF-P1.01 | Stair pressurization fan 1,000 CFM, 575/3 | Twin City DSI 135AN |  |  | 1 | ea | P1 | M-601
| PF-P1.02 | Stair pressurization fan 1,000 CFM, 575/3 | Twin City DSI 135AN |  |  | 1 | ea | P1 | M-601
| PF-L2.01 | CO vestibule pressurization 50 CFM | Twin City BSI 080A |  |  | 1 | ea | L2 | M-601
| EDH-1 | Electric duct heater 3 kW, L2 garbage fresh air | Thermolec |  |  | 1 | ea | L2 | M-601
|  | SUBTOTAL (numeric only) |  |  |  | 18
E. PLUMBING EQUIPMENT / CENTRAL PLANT
| DHWT-1/2 | Electric DHW tank 120 gal, 60 kW, 208/3 | AO Smith DSE-120A |  |  | 2 | ea | P1 | M-600
| DHWT-3 | Electric DHW tank 30 gal, 6 kW | AO Smith DEL-30 |  |  | 1 | ea | P1 | M-600
| DHWT-4 | Electric DHW tank 30 gal, 6 kW (L13 storage) | AO Smith DEL-30 |  |  | 1 | ea | L13 | M-600
| DHWT-6/7 | DHW tanks shown on M-503 detail — NOT ON SCHEDULE | ? |  |  | TBC | ea | Floor TBC | M-503 — RFI
| SP-1A/B | Sanitary sump pumps duplex 57.5 GPM, 208/3, c/w 72" chamber | Myers WHR5H-53 |  |  | 2 | ea | P1 | M-600
| SP-2A/B | Storm sump pumps duplex 50 GPM, 208/3, c/w 48" chamber | Myers WHR10H-03 |  |  | 2 | ea | P1 | M-600
| DBP-1 | Triplex domestic booster 100 GPM @ 95 ft, VSD, 575/3 | Armstrong NPS-210020 |  |  | 1 | pkg | P1 | M-600
| RP-1/2 | DHW recirc pump 1/6 HP, SS | Taco 0013-MSSF1-IFC |  |  | 2 | ea | P1 | M-600
| RP-3 | DHW recirc pump L13 | Taco 0013-MSSF1-IFC |  |  | 1 | ea | L13 | M-600
| ET-1 | DHW expansion tank 35 gal | B&G PTA-80V |  |  | 1 | ea | P1 | M-600
| ET-2/3 | DHWT reheat expansion tank 10.3 gal | B&G PT-25V |  |  | 2 | ea | Split: P1=1, L13=1 | M-600
| ET-4 | DCW / booster pressure tank 34 gal | B&G PT-60V |  |  | 1 | ea | P1 | M-600
| GI | Grease interceptor 50 GPM | Per spec |  |  | 1 | ea | P1 | M-201A kn 22
| OI | Oil interceptor (parkade) | Per spec |  |  | 1 | ea | P1 | M-201A
| DCVA | Double check valve assembly (water entry) | Per spec |  |  | 2 | ea | P1 | M-201A (2 shown) — verify
| PRV | PRV station | Per spec |  |  | 1 | ea | P1 | M-201A
| DET | Detention tank 11 m³ — piping/connections only (tank by GC?) | — |  |  | 1 | ls | P1 | M-201A kn 23 — confirm tank supply
| HT | Self-regulating heat trace — all wet services in parkade | — |  |  | TBC | LF | P1 | Gen note 9 — not quantified
| TP | Trap primers — all P-traps | — |  |  | TBC | ea | Floor TBC | Gen note 8 — not quantified
|  | SUBTOTAL (numeric only) |  |  |  | 22
F. DRAINS & HOSE BIBBS (text-layer minimums)
| FD-1 | General floor drain | Zurn ZN-415-B-P-VP |  |  | 4 | ea | P1 | M-201B text tags
| FD-1 | General floor drain | Zurn ZN-415-B-P-VP |  |  | 2 | ea | L1 | M-202B
| FD-1 | General floor drain | Zurn ZN-415-B-P-VP |  |  | 1 | ea | L2 | M-203B
| FD-2 | Parking floor drain HD — P1 parkade | Zurn Z-535 |  |  | TBC | ea | P1 | Not text-tagged on P1 — COUNT REQUIRED
| FD-2 | Parking floor drain HD — L2 parking | Zurn Z-535 |  |  | 2 | ea | L2 | M-203B
| FD-3 | Scupper drain | Zurn Z-187 |  |  | 1 | ea | P1 | M-200B (foundation)
| FD-4 | Funnel drain | Zurn ZN-415-BF |  |  | 3 | ea | P1 | M-201A
| FD-5 | Hub floor drain | Zurn ZN-415-BF |  |  | 1 | ea | P1 | M-201A
| FD-5 | Hub floor drain | Zurn ZN-415-BF |  |  | 1 | ea | L13 | M-212A
| TD-1 | Linear trench drain c/w 24x24 CB | Zurn Z886-HPS |  |  | 1 | ea | Floor TBC | M-501 detail only — locate on plan
| AD-1 | Area drain | Zurn ZN-415-B-P-VP |  |  | 2 | ea | L2 | M-203B
| AD-1 | Area drain | Zurn ZN-415-B-P-VP |  |  | 2 | ea | L3 | M-204A/B
| DD-1 | Deck drain | Zurn Z158 |  |  | 1 | ea | L4 | M-205A
| DD-1 | Deck drain | Zurn Z158 |  |  | 1 | ea | L5 | M-206A
| DD-2 | Spun copper deck drain | — |  |  | TBC | ea | Floor TBC | Scheduled, no tag found
| PD-1 | Planter drain | Zurn Z-350-ZN-SS |  |  | 4 | ea | L13 | M-212A
| PD-1 | Planter drain | Zurn Z-350-ZN-SS |  |  | 5 | ea | ROOF | M-309A/B
| RD-1 | Roof drain 12" | Zurn Z-121-DP |  |  | 1 | ea | ROOF | M-309B
| RD-2 | Roof scupper drain | Zurn Z-187-BS-VP |  |  | 3 | ea | ROOF | M-309B
| HB-1 | Exterior non-freeze wall hydrant | Zurn ZN-1315-VB |  |  | 1 | ea | L13 | M-212A
| HB-2 | Exterior non-freeze post hydrant | Zurn ZN-1385 |  |  | 2 | ea | ROOF | M-309A/B
| HB-3 | Wall-mounted faucet (public) | Zurn Z-1341 |  |  | 1 | ea | Floor TBC | M-502 detail only — locate
| HT-1 | Hair & lint trap | Zurn Z1176-CP |  |  | TBC | ea | Floor TBC | Scheduled, no tag found (bike wash?)
| CO | Cleanouts (change of direction + 50 ft) | — |  |  | TBC | ea | Floor TBC | Gen note 4
|  | SUBTOTAL (numeric only) |  |  |  | 39
G. COMMON-AREA PLUMBING FIXTURES
| WC | Water closet — CRU #1 & #2 washrooms | Per ID |  |  | 2 | ea | L1 | M-202A visual
| L | Lavatory — CRU #1 & #2 washrooms | Per ID |  |  | 2 | ea | L1 | M-202A visual
| WC | Water closet — P1 washroom | Per ID |  |  | 1 | ea | P1 | M-201A visual
| L | Lavatory — P1 washroom | Per ID |  |  | 1 | ea | P1 | M-201A visual
| MS | Mop sink — Janitor P102 | Per ID |  |  | TBC | ea | P1 | Janitor room has EF; sink not tagged
| L13-FIX | L13 washroom / amenity / artist studio fixtures | Per ID |  |  | TBC | ea | L13 | M-212B: 1 WC + 1 L washroom visible, sinks untagged
| BIKE-WASH | Bike wash station fixtures P105 | Per ID |  |  | TBC | ea | P1 | Not tagged
|  | SUBTOTAL (numeric only) |  |  |  | 6
H. FUEL OIL (GENERATOR) — NO NATURAL GAS
| FO-TANK | Generator fuel tanks — INSTALL ONLY (supplied by Div 16) | By Div 16 |  |  | TBC | ea | L1 | M-202A kn 19; tank qty per electrical
| FO-FILL | SS fuel oil fill box c/w overfill alarm | Morrison Bros 715S |  |  | 1 | ea | L2 | M-203A kn 23
| FO-PIPE | 3" Sch 40 fuel oil piping to generator room | — |  |  | TBC | LF | Floor TBC | M-202/203 — measure
| FO-VENT | 2" fuel oil tank vents (typ of 2) | — |  |  | 2 | run | Floor TBC | M-202/203 kn 17/22
| NG | Natural gas service / piping | — |  |  | 0 | — | Floor TBC | NONE SHOWN — all-electric building. Confirm with GC (no amenity BBQ/fireplace).
|  | SUBTOTAL (numeric only) |  |  |  | 3
I. AIR DISTRIBUTION / DAMPERS / ACCESSORIES
| MD-P1.01 | Motorized damper smoke exhaust 36x30 | — |  |  | 1 | ea | P1 | M-602
| MD-L1.01/02 | Motorized damper generator MUA 54x24 | — |  |  | 2 | ea | L1 | M-602
| MD-L1.03/04 | Motorized damper generator exhaust 46x40 | — |  |  | 2 | ea | L1 | M-602 — tag conflict w/ smoke MD-L1.04
| MD-L1.04* | Motorized damper smoke exhaust 36x30 (DUPLICATE TAG) | — |  |  | 1 | ea | L1 | M-602 — RFI
| MD-L1.05 | Motorized damper gen exhaust relief 24x24 (fail closed) | — |  |  | 1 | ea | L1 | M-602
| MD-L2.01/03 | Motorized damper stair pressurization 16x30 | — |  |  | 2 | ea | L2 | M-602
| MD-L2.02 | Motorized damper stair press. relief 22x8 | — |  |  | 1 | ea | L2 | M-602
| MD-L2.04 | Motorized damper stair press. relief 42x8 | — |  |  | 1 | ea | L2 | M-602
| S-1..S-6 / T-1 / E-1 / R-1 / R-2 / L-1 | Diffusers, grilles, louvres (EH Price) | EH Price |  |  | TBC | ea | Floor TBC | M-601 schedule; plan count NOT DONE
| FSD | Fire/smoke dampers | — |  |  | TBC | ea | Floor TBC | No schedule — count from plans
| FLEX-FCU | Flex connection at each FCU discharge | — |  |  | 92 | ea | Floor TBC | M-30x note 13 = total FCUs
|  | SUBTOTAL (numeric only) |  |  |  | 103
J. PIPING & DUCT LF
| REF-V | Refrigerant line sets — vertical (see Riser LF Estimate) | ACR copper |  |  | 3200 | LF | Floor TBC | Estimate from elevations
| DW-RISER | Domestic water risers DCW/DHW/DHWR (see Riser LF Estimate) | Copper L |  |  | 2880 | LF | Floor TBC | Estimate from elevations
| PIPE-H | Horizontal piping (SAN/STW/DCW/DHW/ref.) | — |  |  | TBC | LF | Floor TBC | Not measured — needs scaled takeoff
| DUCT | Ductwork incl. in-slab suite duct (4" ERV rigid, 6" VRF, 6" range hood) | — |  |  | TBC | LF | Floor TBC | Not measured
|  | SUBTOTAL (numeric only) |  |  |  | 6080

## TAKEOFF CHECK
Section | Takeoff Ref | Description | Qty | Unit | Status | Estimate Cost $ | HOW IT WORKS
TAKEOFF holds the provider's 'Takeoff Summary' sheet, pasted at cell A1 (columns A to J only).
Each line gets a Takeoff Ref = section letter + tag (e.g. A:WC). Lines with the same ref add together.
Estimate rows pick up the quantity by ref. This list shows whether every takeoff line is in the estimate and priced.
A | [6 empty] | MISSING FROM ESTIMATE: add a row with this ref on PLUMBING EST or HVAC EST.
A | A:WC | Water closet (ID-selected) | 90 | ea | NO UNIT COST | 0 | NO UNIT COST: the row exists but material $/unit and hrs/unit are blank.
A | A:SH | Shower | 90 | ea | NO UNIT COST | 0 | TBC in takeoff: the provider has not counted it yet (see their Assumptions & RFIs).
A | A:L | Lavatory | 90 | ea | NO UNIT COST | 0
A | A:SK | Kitchen sink | 80 | ea | NO UNIT COST | 0 | Lines missing from estimate
A | A:CW | Clothes washer box c/w shock arrestors | 80 | ea | NO UNIT COST | 0 | 0
A | A:DW | Dishwasher connection c/w VB + shut-off | 80 | ea | NO UNIT COST | 0 | Lines with no unit cost
A | A:MAN | PEX manifold (DCW + DHW) | 160 | ea | NO UNIT COST | 0 | 105
A | A:W/M | Suite water meter (DCW + DHW) — supply TBC | 160 | ea | NO UNIT COST | 0 | Lines TBC in takeoff
A | [6 empty] | 18
B
B | B:FCU-x.01/02/04-07 | VRF ducted FCU 12 MBH, 280 CFM | 60 | ea | NO UNIT COST | 0
B | B:FCU-x.03/08 | VRF ducted FCU 24 MBH, 742 CFM | 20 | ea | NO UNIT COST | 0
B | B:ERV-A | Suite ERV 53 CFM, 75% TE | 80 | ea | NO UNIT COST | 0
B | B:EF-A | Suite bath exhaust 30/50 CFM (INFERRED 2-bed only) | 10 | ea | NO UNIT COST | 0
B | B:RH-EXH | Range hood exhaust 6" duct + wall cap (hood by others) | 80 | ea | NO UNIT COST | 0
B | B:WC-CAP | ERV wall caps OA/EA | 160 | ea | NO UNIT COST | 0
B | B:AP-ERV | 30"x24" access panel under ERV | 80 | ea | NO UNIT COST | 0
B | B:RG-FCU | 18"x18" hinged FCU return/filter grille | 80 | ea | NO UNIT COST | 0
B | B:TSTAT | VRF thermostat | 80 | ea | NO UNIT COST | 0
B
C
C | C:CU-3.1–12.1 | VRF heat-recovery CU 144/162 MBH, 208/3, 755 lb | 10 | ea | NO UNIT COST | 0
C | C:BS-x.1 | Branch selector 6-port | 10 | ea | NO UNIT COST | 0
C | C:BS-x.2 | Branch selector 4-port | 10 | ea | NO UNIT COST | 0
C | C:CU-1.1 | Heat pump CU CRU #1, 24 MBH | 1 | ea | NO UNIT COST | 0
C | C:CU-1.2 | Heat pump CU CRU #2, 48 MBH | 1 | ea | NO UNIT COST | 0
C | C:CU-1.3 | VRF CU Main Electrical, 72 MBH | 1 | ea | NO UNIT COST | 0
C | C:CU-13.1 | Heat pump CU L13 Live/Work, 60 MBH | 1 | ea | NO UNIT COST | 0
C | C:CU-13.2 | Heat pump CU L13 Amenity, 60 MBH | 1 | ea | NO UNIT COST | 0
C | C:CU-R.1 | Heat pump CU Elevator Control, 48 MBH | 1 | ea | NO UNIT COST | 0
C | C:FCU-1.01 | FCU CRU #1, 24 MBH | 1 | ea | NO UNIT COST | 0
C | C:FCU-1.02/03 | FCU CRU #2, 24 MBH | 2 | ea | NO UNIT COST | 0
C | C:FCU-1.04/05/06 | Wall FCU Main Electrical c/w condensate pump | 3 | ea | NO UNIT COST | 0
C | C:FCU-13.01/02 | FCU L13 Live/Work, 30 MBH | 2 | ea | NO UNIT COST | 0
C | C:FCU-13.03/04 | FCU L13 Amenity, 30 MBH | 2 | ea | NO UNIT COST | 0
C | C:FCU-R.01/02 | Wall FCU Elevator Control c/w condensate pump | 2 | ea | NO UNIT COST | 0
C | C:iTM | Central controller iTouch Manager c/w PPD + adaptor | 3 | ea | NO UNIT COST | 0
C | C:DSE401B71 | Communication adaptor | 0 | ea | TBC in takeoff | 0
C | C:CP | Condensate pump (Aspen Mini Orange) — FXAQ units | 5 | ea | NO UNIT COST | 0
C | C:REF-INS | External refrigerant piping insulation K-Flex Titan | 0 | LF | TBC in takeoff | 0
C
D
D | D:MUA-1 | Make-up air unit 1,270 CFM, DX clg/htg + 15 kW elec, 208/3 | 1 | ea | NO UNIT COST | 0
D | D:ERV-B | ERV P1 Bike Storage 750 CFM | 1 | ea | NO UNIT COST | 0
D | D:ERV-C | ERV L1 South Corridor 70 CFM | 1 | ea | NO UNIT COST | 0
D | D:ERV-D | ERV L2 Bike Room 80 CFM | 1 | ea | NO UNIT COST | 0
D | D:ERV-E | ERV L13 Artist Studio 205 CFM | 1 | ea | NO UNIT COST | 0
D | D:ERV-F | ERV L13 Washroom 220 CFM | 1 | ea | NO UNIT COST | 0
D | D:EF-P1.01 | EF Mech Room P112, 320 CFM | 1 | ea | NO UNIT COST | 0
D | D:EF-P1.02 | EF Janitor P102, 100 CFM | 1 | ea | NO UNIT COST | 0
D | D:EF-P1.03 | EF Bike Repair & Wash P105, 100 CFM | 1 | ea | NO UNIT COST | 0
D | D:EF-L2.01 | EF L2 Residential Garbage 600 CFM, 575/3 | 1 | ea | NO UNIT COST | 0
D | D:EF-L2.02 | Smoke exhaust fan 8,000 CFM, 7.5 HP, 575/3 | 1 | ea | NO UNIT COST | 0
D | D:EF-L2.03 | EF L2 Parking 550 CFM | 1 | ea | NO UNIT COST | 0
D | D:EF-L2.04 | EF CRU 1 washroom 30/50 CFM | 1 | ea | NO UNIT COST | 0
D | D:EF-L2.05 | EF CRU 2 washroom 30/50 CFM | 1 | ea | NO UNIT COST | 0
D | D:PF-P1.01 | Stair pressurization fan 1,000 CFM, 575/3 | 1 | ea | NO UNIT COST | 0
D | D:PF-P1.02 | Stair pressurization fan 1,000 CFM, 575/3 | 1 | ea | NO UNIT COST | 0
D | D:PF-L2.01 | CO vestibule pressurization 50 CFM | 1 | ea | NO UNIT COST | 0
D | D:EDH-1 | Electric duct heater 3 kW, L2 garbage fresh air | 1 | ea | NO UNIT COST | 0
D
E
E | E:DHWT-1/2 | Electric DHW tank 120 gal, 60 kW, 208/3 | 2 | ea | NO UNIT COST | 0
E | E:DHWT-3 | Electric DHW tank 30 gal, 6 kW | 1 | ea | NO UNIT COST | 0
E | E:DHWT-4 | Electric DHW tank 30 gal, 6 kW (L13 storage) | 1 | ea | NO UNIT COST | 0
E | E:DHWT-6/7 | DHW tanks shown on M-503 detail — NOT ON SCHEDULE | 0 | ea | TBC in takeoff | 0
E | E:SP-1A/B | Sanitary sump pumps duplex 57.5 GPM, 208/3, c/w 72" chamber | 2 | ea | NO UNIT COST | 0
E | E:SP-2A/B | Storm sump pumps duplex 50 GPM, 208/3, c/w 48" chamber | 2 | ea | NO UNIT COST | 0
E | E:DBP-1 | Triplex domestic booster 100 GPM @ 95 ft, VSD, 575/3 | 1 | pkg | NO UNIT COST | 0
E | E:RP-1/2 | DHW recirc pump 1/6 HP, SS | 2 | ea | NO UNIT COST | 0
E | E:RP-3 | DHW recirc pump L13 | 1 | ea | NO UNIT COST | 0
E | E:ET-1 | DHW expansion tank 35 gal | 1 | ea | NO UNIT COST | 0
E | E:ET-2/3 | DHWT reheat expansion tank 10.3 gal | 2 | ea | NO UNIT COST | 0
E | E:ET-4 | DCW / booster pressure tank 34 gal | 1 | ea | NO UNIT COST | 0
E | E:GI | Grease interceptor 50 GPM | 1 | ea | NO UNIT COST | 0
E | E:OI | Oil interceptor (parkade) | 1 | ea | NO UNIT COST | 0
E | E:DCVA | Double check valve assembly (water entry) | 2 | ea | NO UNIT COST | 0
E | E:PRV | PRV station | 1 | ea | NO UNIT COST | 0
E | E:DET | Detention tank 11 m³ — piping/connections only (tank by GC?) | 1 | ls | NO UNIT COST | 0
E | E:HT | Self-regulating heat trace — all wet services in parkade | 0 | LF | TBC in takeoff | 0
E | E:TP | Trap primers — all P-traps | 0 | ea | TBC in takeoff | 0
E
F
F | F:FD-1 | General floor drain | 4 | ea | NO UNIT COST | 0
F | F:FD-1 | General floor drain | 2 | ea | NO UNIT COST | 0
F | F:FD-1 | General floor drain | 1 | ea | NO UNIT COST | 0
F | F:FD-2 | Parking floor drain HD — P1 parkade | 0 | ea | TBC in takeoff | 0
F | F:FD-2 | Parking floor drain HD — L2 parking | 2 | ea | NO UNIT COST | 0
F | F:FD-3 | Scupper drain | 1 | ea | NO UNIT COST | 0
F | F:FD-4 | Funnel drain | 3 | ea | NO UNIT COST | 0
F | F:FD-5 | Hub floor drain | 1 | ea | NO UNIT COST | 0
F | F:FD-5 | Hub floor drain | 1 | ea | NO UNIT COST | 0
F | F:TD-1 | Linear trench drain c/w 24x24 CB | 1 | ea | NO UNIT COST | 0
F | F:AD-1 | Area drain | 2 | ea | NO UNIT COST | 0
F | F:AD-1 | Area drain | 2 | ea | NO UNIT COST | 0
F | F:DD-1 | Deck drain | 1 | ea | NO UNIT COST | 0
F | F:DD-1 | Deck drain | 1 | ea | NO UNIT COST | 0
F | F:DD-2 | Spun copper deck drain | 0 | ea | TBC in takeoff | 0
F | F:PD-1 | Planter drain | 4 | ea | NO UNIT COST | 0
F | F:PD-1 | Planter drain | 5 | ea | NO UNIT COST | 0
F | F:RD-1 | Roof drain 12" | 1 | ea | NO UNIT COST | 0
F | F:RD-2 | Roof scupper drain | 3 | ea | NO UNIT COST | 0
F | F:HB-1 | Exterior non-freeze wall hydrant | 1 | ea | NO UNIT COST | 0
F | F:HB-2 | Exterior non-freeze post hydrant | 2 | ea | NO UNIT COST | 0
F | F:HB-3 | Wall-mounted faucet (public) | 1 | ea | NO UNIT COST | 0
F | F:HT-1 | Hair & lint trap | 0 | ea | TBC in takeoff | 0
F | F:CO | Cleanouts (change of direction + 50 ft) | 0 | ea | TBC in takeoff | 0
F
G
G | G:WC | Water closet — CRU #1 & #2 washrooms | 2 | ea | NO UNIT COST | 0
G | G:L | Lavatory — CRU #1 & #2 washrooms | 2 | ea | NO UNIT COST | 0
G | G:WC | Water closet — P1 washroom | 1 | ea | NO UNIT COST | 0
G | G:L | Lavatory — P1 washroom | 1 | ea | NO UNIT COST | 0
G | G:MS | Mop sink — Janitor P102 | 0 | ea | TBC in takeoff | 0
G | G:L13-FIX | L13 washroom / amenity / artist studio fixtures | 0 | ea | TBC in takeoff | 0
G | G:BIKE-WASH | Bike wash station fixtures P105 | 0 | ea | TBC in takeoff | 0
G
H
H | H:FO-TANK | Generator fuel tanks — INSTALL ONLY (supplied by Div 16) | 0 | ea | TBC in takeoff | 0
H | H:FO-FILL | SS fuel oil fill box c/w overfill alarm | 1 | ea | NO UNIT COST | 0
H | H:FO-PIPE | 3" Sch 40 fuel oil piping to generator room | 0 | LF | TBC in takeoff | 0
H | H:FO-VENT | 2" fuel oil tank vents (typ of 2) | 2 | run | NO UNIT COST | 0
H | H:NG | Natural gas service / piping | 0 | — | Zero qty | 0
H
I
I | I:MD-P1.01 | Motorized damper smoke exhaust 36x30 | 1 | ea | NO UNIT COST | 0
I | I:MD-L1.01/02 | Motorized damper generator MUA 54x24 | 2 | ea | NO UNIT COST | 0
I | I:MD-L1.03/04 | Motorized damper generator exhaust 46x40 | 2 | ea | NO UNIT COST | 0
I | I:MD-L1.04* | Motorized damper smoke exhaust 36x30 (DUPLICATE TAG) | 1 | ea | NO UNIT COST | 0
I | I:MD-L1.05 | Motorized damper gen exhaust relief 24x24 (fail closed) | 1 | ea | NO UNIT COST | 0
I | I:MD-L2.01/03 | Motorized damper stair pressurization 16x30 | 2 | ea | NO UNIT COST | 0
I | I:MD-L2.02 | Motorized damper stair press. relief 22x8 | 1 | ea | NO UNIT COST | 0
I | I:MD-L2.04 | Motorized damper stair press. relief 42x8 | 1 | ea | NO UNIT COST | 0
I | I:S-1..S-6 / T-1 / E-1 / R-1 / R-2 / L-1 | Diffusers, grilles, louvres (EH Price) | 0 | ea | TBC in takeoff | 0
I | I:FSD | Fire/smoke dampers | 0 | ea | TBC in takeoff | 0
I | I:FLEX-FCU | Flex connection at each FCU discharge | 92 | ea | NO UNIT COST | 0
I
J
J | J:REF-V | Refrigerant line sets — vertical (see Riser LF Estimate) | 3200 | LF | NO UNIT COST | 0
J | J:DW-RISER | Domestic water risers DCW/DHW/DHWR (see Riser LF Estimate) | 2880 | LF | NO UNIT COST | 0
J | J:PIPE-H | Horizontal piping (SAN/STW/DCW/DHW/ref.) | 0 | LF | TBC in takeoff | 0
J | J:DUCT | Ductwork incl. in-slab suite duct (4" ERV rigid, 6" VRF, 6" range hood) | 0 | LF | TBC in takeoff | 0
J
J
J
J
J
J
J
J
J
J
J
J
J
J
J
J
J
J
J
J
J
J
J
J
J
J
J
J
J
J
J
J
J
J
J
J
J
J
J
J
J
J
J
J
J
J
J
J
J
J
J
J
J
J
J
J
J
J
J
J
J
J
J
J
J
J
J
J
J
J
J
J
J
J
J
J
J
J
J
J
J
J
J
J
J
J
J
J
J
J
J
J
J
J
J
J
J
J
J
J
J
J
J
J
J
J
J
J
J
J
J
J
J
J
J
J
J
J
J
J
J
J
J
J
J
J
J
J
J
J
J
J
J
J
J
J
J
J
J
J
J
J
J
J
J
J
J
J
J
J
J
J
J
J
J
J
J
J
J
J
J
J
J
J
J
J
J
J
J
J
J
J
J
J
J
J
J
J
J
J
J
J
J
J
J
J
J
J
J
J
J
J
J
J
J
J
J
J
J
J
J
J
J
J
J
J
J
J
J
J
J
J
J
J
J
J
J
J
J
J
J
J
J
J
J
J
J
J
J
J
J
J
J
J
J
J
J
J
J
J
J
J
J
J
J
J
J
J
J
J
J
J
J
J
J
J
J
J
J
J
J
J
J
J
J
J
J
J
J
J
J
J
J
J
J
J
J
J
J
J
J
J
J
J
J
J
J
J
J
J
J
J
J
J
J
J
J
J
J
J
J
J
J
J
J
J
J
J
J
J
J
J
J
J
J
J
J
J
J
J
J
J
J
J
J
J
J
J
J
J
J
J
J
J
J
J
J
J
J
J
J
J
J
J
J
J
J
J
J
J
J
J
J
J
J
J
J
J
J
J
J
J
J
J
J
J
J
J
J
J
J
J
J
J
J
J
J
J
J
J
J
J
J
J
J
J
J
J
J
J
J
J
J
J
J
J
J
J
J
J
J
J
J
J
J
J
J
J
J
J
J
J
J
J
J
J
J
J
J
J
J
J
J
J
J
J
J
J
J
J
J
J
J
J
J
J
J
J
J
J
J
J
J
J
J
J
J
J
J
J
J
J
J

## PLUMBING EST
PLUMBING EST
Plumbing (P) and Hydronic (H). Lines generated from the takeoff; add manual lines below.
TOTALS | [11 empty] | 0 | 0 | 0 | 0 | 0 | 0 |  | 0 |  | 0 | 0 | 0 | 0 | 0
Qty comes from TAKEOFF via the Takeoff Ref (Manual Qty overrides it). Labour $ = hours x crew rate; Overhead $ = hours x overhead $/hr (LABOUR RATES). Adjustments sit beside true cost so every change stays visible.
QUANTITY & UNIT RATES (inputs) | [11 empty] | TRUE COST |  |  |  |  | ADJUSTMENTS (optional) |  |  |  | FINAL COST (true cost + adjustments) |  |  |  |  | CHECKS
Takeoff Ref | Div | Phase | Description | Takeoff Qty | Manual Qty | Qty Used | Unit | Material $/Unit | Hrs/Unit | PST? (Y/N) | Equip Supply? (Y/N) | Material $ (incl PST) | Hours | Labour $ | Overhead $ | TRUE COST $ | Adj Material $ | Adj Hours % | Adj Hours | Adjustment Note | Material $ | Hours | Labour $ | Overhead $ | TOTAL COST $ | Knowify Labour Act/Bud | Knowify Material Act/Bud | History Flag | Takeoff Flag
A:WC | P | 04 Finishing (Labour) | Water closet (ID-selected) [Per ID spec] | 90 |  | 90 | ea |  |  | Y | Y | 0 | 0 | 0 | 0 | 0 |  |  |  |  | 0 | 0 | 0 | 0 | 0 |  |  |  | NO UNIT COST
A:SH | P | 04 Finishing (Labour) | Shower [Per ID spec] | 90 |  | 90 | ea |  |  | Y | Y | 0 | 0 | 0 | 0 | 0 |  |  |  |  | 0 | 0 | 0 | 0 | 0 |  |  |  | NO UNIT COST
A:L | P | 04 Finishing (Labour) | Lavatory [Per ID spec] | 90 |  | 90 | ea |  |  | Y | Y | 0 | 0 | 0 | 0 | 0 |  |  |  |  | 0 | 0 | 0 | 0 | 0 |  |  |  | NO UNIT COST
A:SK | P | 04 Finishing (Labour) | Kitchen sink [Per ID spec] | 80 |  | 80 | ea |  |  | Y | Y | 0 | 0 | 0 | 0 | 0 |  |  |  |  | 0 | 0 | 0 | 0 | 0 |  |  |  | NO UNIT COST
A:CW | P | 03 Rough-in (Labour) | Clothes washer box c/w shock arrestors | 80 |  | 80 | ea |  |  | Y |  | 0 | 0 | 0 | 0 | 0 |  |  |  |  | 0 | 0 | 0 | 0 | 0 | 1.3492 | 1.2924 | Past job ran over budget | NO UNIT COST
A:DW | P | 03 Rough-in (Labour) | Dishwasher connection c/w VB + shut-off | 80 |  | 80 | ea |  |  | Y |  | 0 | 0 | 0 | 0 | 0 |  |  |  |  | 0 | 0 | 0 | 0 | 0 | 1.3492 | 1.2924 | Past job ran over budget | NO UNIT COST
A:MAN | P | 03 Rough-in (Labour) | PEX manifold (DCW + DHW) | 160 |  | 160 | ea |  |  | Y |  | 0 | 0 | 0 | 0 | 0 |  |  |  |  | 0 | 0 | 0 | 0 | 0 | 1.3492 | 1.2924 | Past job ran over budget | NO UNIT COST
A:W/M | P | 03 Rough-in (Labour) | Suite water meter (DCW + DHW) — supply TBC | 160 |  | 160 | ea |  |  | Y | Y | 0 | 0 | 0 | 0 | 0 |  |  |  |  | 0 | 0 | 0 | 0 | 0 | 1.3492 |  | Past job ran over budget | NO UNIT COST
E:DHWT-1/2 | P | 06 Fixtures & Equipment Supply | Electric DHW tank 120 gal, 60 kW, 208/3 [AO Smith DSE-120A] | 2 |  | 2 | ea |  |  | Y | Y | 0 | 0 | 0 | 0 | 0 |  |  |  |  | 0 | 0 | 0 | 0 | 0 |  |  |  | NO UNIT COST
E:DHWT-3 | P | 06 Fixtures & Equipment Supply | Electric DHW tank 30 gal, 6 kW [AO Smith DEL-30] | 1 |  | 1 | ea |  |  | Y | Y | 0 | 0 | 0 | 0 | 0 |  |  |  |  | 0 | 0 | 0 | 0 | 0 |  |  |  | NO UNIT COST
E:DHWT-4 | P | 06 Fixtures & Equipment Supply | Electric DHW tank 30 gal, 6 kW (L13 storage) [AO Smith DEL-30] | 1 |  | 1 | ea |  |  | Y | Y | 0 | 0 | 0 | 0 | 0 |  |  |  |  | 0 | 0 | 0 | 0 | 0 |  |  |  | NO UNIT COST
E:DHWT-6/7 | P | 06 Fixtures & Equipment Supply | DHW tanks shown on M-503 detail — NOT ON SCHEDULE | 0 |  | 0 | ea |  |  | Y | Y | 0 | 0 | 0 | 0 | 0 |  |  |  |  | 0 | 0 | 0 | 0 | 0 |  |  |  | TBC in takeoff
E:SP-1A/B | P | 06 Fixtures & Equipment Supply | Sanitary sump pumps duplex 57.5 GPM, 208/3, c/w 72" chamber [Myers WHR5H-53] | 2 |  | 2 | ea |  |  | Y | Y | 0 | 0 | 0 | 0 | 0 |  |  |  |  | 0 | 0 | 0 | 0 | 0 |  |  |  | NO UNIT COST
E:SP-2A/B | P | 06 Fixtures & Equipment Supply | Storm sump pumps duplex 50 GPM, 208/3, c/w 48" chamber [Myers WHR10H-03] | 2 |  | 2 | ea |  |  | Y | Y | 0 | 0 | 0 | 0 | 0 |  |  |  |  | 0 | 0 | 0 | 0 | 0 |  |  |  | NO UNIT COST
E:DBP-1 | P | 06 Fixtures & Equipment Supply | Triplex domestic booster 100 GPM @ 95 ft, VSD, 575/3 [Armstrong NPS-210020] | 1 |  | 1 | pkg |  |  | Y | Y | 0 | 0 | 0 | 0 | 0 |  |  |  |  | 0 | 0 | 0 | 0 | 0 |  |  |  | NO UNIT COST
E:RP-1/2 | P | 06 Fixtures & Equipment Supply | DHW recirc pump 1/6 HP, SS [Taco 0013-MSSF1-IFC] | 2 |  | 2 | ea |  |  | Y | Y | 0 | 0 | 0 | 0 | 0 |  |  |  |  | 0 | 0 | 0 | 0 | 0 |  |  |  | NO UNIT COST
E:RP-3 | P | 06 Fixtures & Equipment Supply | DHW recirc pump L13 [Taco 0013-MSSF1-IFC] | 1 |  | 1 | ea |  |  | Y | Y | 0 | 0 | 0 | 0 | 0 |  |  |  |  | 0 | 0 | 0 | 0 | 0 |  |  |  | NO UNIT COST
E:ET-1 | P | 06 Fixtures & Equipment Supply | DHW expansion tank 35 gal [B&G PTA-80V] | 1 |  | 1 | ea |  |  | Y | Y | 0 | 0 | 0 | 0 | 0 |  |  |  |  | 0 | 0 | 0 | 0 | 0 |  |  |  | NO UNIT COST
E:ET-2/3 | P | 06 Fixtures & Equipment Supply | DHWT reheat expansion tank 10.3 gal [B&G PT-25V] | 2 |  | 2 | ea |  |  | Y | Y | 0 | 0 | 0 | 0 | 0 |  |  |  |  | 0 | 0 | 0 | 0 | 0 |  |  |  | NO UNIT COST
E:ET-4 | P | 06 Fixtures & Equipment Supply | DCW / booster pressure tank 34 gal [B&G PT-60V] | 1 |  | 1 | ea |  |  | Y | Y | 0 | 0 | 0 | 0 | 0 |  |  |  |  | 0 | 0 | 0 | 0 | 0 |  |  |  | NO UNIT COST
E:GI | P | 06 Fixtures & Equipment Supply | Grease interceptor 50 GPM [Per spec] | 1 |  | 1 | ea |  |  | Y | Y | 0 | 0 | 0 | 0 | 0 |  |  |  |  | 0 | 0 | 0 | 0 | 0 |  |  |  | NO UNIT COST
E:OI | P | 06 Fixtures & Equipment Supply | Oil interceptor (parkade) [Per spec] | 1 |  | 1 | ea |  |  | Y | Y | 0 | 0 | 0 | 0 | 0 |  |  |  |  | 0 | 0 | 0 | 0 | 0 |  |  |  | NO UNIT COST
E:DCVA | P | 06 Fixtures & Equipment Supply | Double check valve assembly (water entry) [Per spec] | 2 |  | 2 | ea |  |  | Y | Y | 0 | 0 | 0 | 0 | 0 |  |  |  |  | 0 | 0 | 0 | 0 | 0 |  |  |  | NO UNIT COST
E:PRV | P | 06 Fixtures & Equipment Supply | PRV station [Per spec] | 1 |  | 1 | ea |  |  | Y | Y | 0 | 0 | 0 | 0 | 0 |  |  |  |  | 0 | 0 | 0 | 0 | 0 |  |  |  | NO UNIT COST
E:DET | P | 02 Foundation & Underground | Detention tank 11 m³ — piping/connections only (tank by GC?) | 1 |  | 1 | ls |  |  | Y |  | 0 | 0 | 0 | 0 | 0 |  |  |  |  | 0 | 0 | 0 | 0 | 0 | 1.7293 | 1.022 | Past job ran over budget | NO UNIT COST
E:HT | P | 03 Rough-in (Labour) | Self-regulating heat trace — all wet services in parkade | 0 |  | 0 | LF |  |  | Y |  | 0 | 0 | 0 | 0 | 0 |  |  |  |  | 0 | 0 | 0 | 0 | 0 | 1.3492 | 1.2924 | Past job ran over budget | TBC in takeoff
E:TP | P | 03 Rough-in (Labour) | Trap primers — all P-traps | 0 |  | 0 | ea |  |  | Y |  | 0 | 0 | 0 | 0 | 0 |  |  |  |  | 0 | 0 | 0 | 0 | 0 | 1.3492 | 1.2924 | Past job ran over budget | TBC in takeoff
F:FD-1 | P | 03 Rough-in (Labour) | General floor drain [Zurn ZN-415-B-P-VP] | 7 |  | 7 | ea |  |  | Y | Y | 0 | 0 | 0 | 0 | 0 |  |  |  |  | 0 | 0 | 0 | 0 | 0 | 1.3492 |  | Past job ran over budget | NO UNIT COST
F:FD-2 | P | 03 Rough-in (Labour) | Parking floor drain HD — P1 parkade [Zurn Z-535] | 2 |  | 2 | ea |  |  | Y | Y | 0 | 0 | 0 | 0 | 0 |  |  |  |  | 0 | 0 | 0 | 0 | 0 | 1.3492 |  | Past job ran over budget | TBC in takeoff
F:FD-3 | P | 03 Rough-in (Labour) | Scupper drain [Zurn Z-187] | 1 |  | 1 | ea |  |  | Y | Y | 0 | 0 | 0 | 0 | 0 |  |  |  |  | 0 | 0 | 0 | 0 | 0 | 1.3492 |  | Past job ran over budget | NO UNIT COST
F:FD-4 | P | 03 Rough-in (Labour) | Funnel drain [Zurn ZN-415-BF] | 3 |  | 3 | ea |  |  | Y | Y | 0 | 0 | 0 | 0 | 0 |  |  |  |  | 0 | 0 | 0 | 0 | 0 | 1.3492 |  | Past job ran over budget | NO UNIT COST
F:FD-5 | P | 03 Rough-in (Labour) | Hub floor drain [Zurn ZN-415-BF] | 2 |  | 2 | ea |  |  | Y | Y | 0 | 0 | 0 | 0 | 0 |  |  |  |  | 0 | 0 | 0 | 0 | 0 | 1.3492 |  | Past job ran over budget | NO UNIT COST
F:TD-1 | P | 03 Rough-in (Labour) | Linear trench drain c/w 24x24 CB [Zurn Z886-HPS] | 1 |  | 1 | ea |  |  | Y | Y | 0 | 0 | 0 | 0 | 0 |  |  |  |  | 0 | 0 | 0 | 0 | 0 | 1.3492 |  | Past job ran over budget | NO UNIT COST
F:AD-1 | P | 03 Rough-in (Labour) | Area drain [Zurn ZN-415-B-P-VP] | 4 |  | 4 | ea |  |  | Y | Y | 0 | 0 | 0 | 0 | 0 |  |  |  |  | 0 | 0 | 0 | 0 | 0 | 1.3492 |  | Past job ran over budget | NO UNIT COST
F:DD-1 | P | 03 Rough-in (Labour) | Deck drain [Zurn Z158] | 2 |  | 2 | ea |  |  | Y | Y | 0 | 0 | 0 | 0 | 0 |  |  |  |  | 0 | 0 | 0 | 0 | 0 | 1.3492 |  | Past job ran over budget | NO UNIT COST
F:DD-2 | P | 03 Rough-in (Labour) | Spun copper deck drain | 0 |  | 0 | ea |  |  | Y | Y | 0 | 0 | 0 | 0 | 0 |  |  |  |  | 0 | 0 | 0 | 0 | 0 | 1.3492 |  | Past job ran over budget | TBC in takeoff
F:PD-1 | P | 03 Rough-in (Labour) | Planter drain [Zurn Z-350-ZN-SS] | 9 |  | 9 | ea |  |  | Y | Y | 0 | 0 | 0 | 0 | 0 |  |  |  |  | 0 | 0 | 0 | 0 | 0 | 1.3492 |  | Past job ran over budget | NO UNIT COST
F:RD-1 | P | 03 Rough-in (Labour) | Roof drain 12" [Zurn Z-121-DP] | 1 |  | 1 | ea |  |  | Y | Y | 0 | 0 | 0 | 0 | 0 |  |  |  |  | 0 | 0 | 0 | 0 | 0 | 1.3492 |  | Past job ran over budget | NO UNIT COST
F:RD-2 | P | 03 Rough-in (Labour) | Roof scupper drain [Zurn Z-187-BS-VP] | 3 |  | 3 | ea |  |  | Y | Y | 0 | 0 | 0 | 0 | 0 |  |  |  |  | 0 | 0 | 0 | 0 | 0 | 1.3492 |  | Past job ran over budget | NO UNIT COST
F:HB-1 | P | 03 Rough-in (Labour) | Exterior non-freeze wall hydrant [Zurn ZN-1315-VB] | 1 |  | 1 | ea |  |  | Y | Y | 0 | 0 | 0 | 0 | 0 |  |  |  |  | 0 | 0 | 0 | 0 | 0 | 1.3492 |  | Past job ran over budget | NO UNIT COST
F:HB-2 | P | 03 Rough-in (Labour) | Exterior non-freeze post hydrant [Zurn ZN-1385] | 2 |  | 2 | ea |  |  | Y | Y | 0 | 0 | 0 | 0 | 0 |  |  |  |  | 0 | 0 | 0 | 0 | 0 | 1.3492 |  | Past job ran over budget | NO UNIT COST
F:HB-3 | P | 03 Rough-in (Labour) | Wall-mounted faucet (public) [Zurn Z-1341] | 1 |  | 1 | ea |  |  | Y | Y | 0 | 0 | 0 | 0 | 0 |  |  |  |  | 0 | 0 | 0 | 0 | 0 | 1.3492 |  | Past job ran over budget | NO UNIT COST
F:HT-1 | P | 03 Rough-in (Labour) | Hair & lint trap [Zurn Z1176-CP] | 0 |  | 0 | ea |  |  | Y | Y | 0 | 0 | 0 | 0 | 0 |  |  |  |  | 0 | 0 | 0 | 0 | 0 | 1.3492 |  | Past job ran over budget | TBC in takeoff
F:CO | P | 03 Rough-in (Labour) | Cleanouts (change of direction + 50 ft) | 0 |  | 0 | ea |  |  | Y | Y | 0 | 0 | 0 | 0 | 0 |  |  |  |  | 0 | 0 | 0 | 0 | 0 | 1.3492 |  | Past job ran over budget | TBC in takeoff
G:WC | P | 04 Finishing (Labour) | Water closet — CRU #1 & #2 washrooms [Per ID] | 3 |  | 3 | ea |  |  | Y | Y | 0 | 0 | 0 | 0 | 0 |  |  |  |  | 0 | 0 | 0 | 0 | 0 |  |  |  | NO UNIT COST
G:L | P | 04 Finishing (Labour) | Lavatory — CRU #1 & #2 washrooms [Per ID] | 3 |  | 3 | ea |  |  | Y | Y | 0 | 0 | 0 | 0 | 0 |  |  |  |  | 0 | 0 | 0 | 0 | 0 |  |  |  | NO UNIT COST
G:MS | P | 04 Finishing (Labour) | Mop sink — Janitor P102 [Per ID] | 0 |  | 0 | ea |  |  | Y | Y | 0 | 0 | 0 | 0 | 0 |  |  |  |  | 0 | 0 | 0 | 0 | 0 |  |  |  | TBC in takeoff
G:L13-FIX | P | 04 Finishing (Labour) | L13 washroom / amenity / artist studio fixtures [Per ID] | 0 |  | 0 | ea |  |  | Y | Y | 0 | 0 | 0 | 0 | 0 |  |  |  |  | 0 | 0 | 0 | 0 | 0 |  |  |  | TBC in takeoff
G:BIKE-WASH | P | 04 Finishing (Labour) | Bike wash station fixtures P105 [Per ID] | 0 |  | 0 | ea |  |  | Y | Y | 0 | 0 | 0 | 0 | 0 |  |  |  |  | 0 | 0 | 0 | 0 | 0 |  |  |  | TBC in takeoff
H:FO-TANK | P | 06 Fixtures & Equipment Supply | Generator fuel tanks — INSTALL ONLY (supplied by Div 16) [By Div 16] | 0 |  | 0 | ea |  |  | Y |  | 0 | 0 | 0 | 0 | 0 |  |  |  |  | 0 | 0 | 0 | 0 | 0 |  |  |  | TBC in takeoff
H:FO-FILL | P | 03 Rough-in (Labour) | SS fuel oil fill box c/w overfill alarm [Morrison Bros 715S] | 1 |  | 1 | ea |  |  | Y |  | 0 | 0 | 0 | 0 | 0 |  |  |  |  | 0 | 0 | 0 | 0 | 0 | 1.3492 | 1.2924 | Past job ran over budget | NO UNIT COST
H:FO-PIPE | P | 03 Rough-in (Labour) | 3" Sch 40 fuel oil piping to generator room | 0 |  | 0 | LF |  |  | Y |  | 0 | 0 | 0 | 0 | 0 |  |  |  |  | 0 | 0 | 0 | 0 | 0 | 1.3492 | 1.2924 | Past job ran over budget | TBC in takeoff
H:FO-VENT | P | 03 Rough-in (Labour) | 2" fuel oil tank vents (typ of 2) | 2 |  | 2 | run |  |  | Y |  | 0 | 0 | 0 | 0 | 0 |  |  |  |  | 0 | 0 | 0 | 0 | 0 | 1.3492 | 1.2924 | Past job ran over budget | NO UNIT COST
H:NG | P | 03 Rough-in (Labour) | Natural gas service / piping | 0 |  | 0 | — |  |  | Y |  | 0 | 0 | 0 | 0 | 0 |  |  |  |  | 0 | 0 | 0 | 0 | 0 | 1.3492 | 1.2924 | Past job ran over budget | Zero qty
J:DW-RISER | P | 03 Rough-in (Labour) | Domestic water risers DCW/DHW/DHWR (see Riser LF Estimate) [Copper L] | 2880 |  | 2880 | LF |  |  | Y |  | 0 | 0 | 0 | 0 | 0 |  |  |  |  | 0 | 0 | 0 | 0 | 0 | 1.3492 | 1.2924 | Past job ran over budget | NO UNIT COST
J:PIPE-H | P | 03 Rough-in (Labour) | Horizontal piping (SAN/STW/DCW/DHW/ref.) | 0 |  | 0 | LF |  |  | Y |  | 0 | 0 | 0 | 0 | 0 |  |  |  |  | 0 | 0 | 0 | 0 | 0 | 1.3492 | 1.2924 | Past job ran over budget | TBC in takeoff
[6 empty] | 0 |  |  |  | Y |  | 0 | 0 | 0 | 0 | 0 |  |  |  |  | 0 | 0 | 0 | 0 | 0
[6 empty] | 0 |  |  |  | Y |  | 0 | 0 | 0 | 0 | 0 |  |  |  |  | 0 | 0 | 0 | 0 | 0
[6 empty] | 0 |  |  |  | Y |  | 0 | 0 | 0 | 0 | 0 |  |  |  |  | 0 | 0 | 0 | 0 | 0
[6 empty] | 0 |  |  |  | Y |  | 0 | 0 | 0 | 0 | 0 |  |  |  |  | 0 | 0 | 0 | 0 | 0
[6 empty] | 0 |  |  |  | Y |  | 0 | 0 | 0 | 0 | 0 |  |  |  |  | 0 | 0 | 0 | 0 | 0
[6 empty] | 0 |  |  |  | Y |  | 0 | 0 | 0 | 0 | 0 |  |  |  |  | 0 | 0 | 0 | 0 | 0
[6 empty] | 0 |  |  |  | Y |  | 0 | 0 | 0 | 0 | 0 |  |  |  |  | 0 | 0 | 0 | 0 | 0
[6 empty] | 0 |  |  |  | Y |  | 0 | 0 | 0 | 0 | 0 |  |  |  |  | 0 | 0 | 0 | 0 | 0
[6 empty] | 0 |  |  |  | Y |  | 0 | 0 | 0 | 0 | 0 |  |  |  |  | 0 | 0 | 0 | 0 | 0
[6 empty] | 0 |  |  |  | Y |  | 0 | 0 | 0 | 0 | 0 |  |  |  |  | 0 | 0 | 0 | 0 | 0
[6 empty] | 0 |  |  |  | Y |  | 0 | 0 | 0 | 0 | 0 |  |  |  |  | 0 | 0 | 0 | 0 | 0
[6 empty] | 0 |  |  |  | Y |  | 0 | 0 | 0 | 0 | 0 |  |  |  |  | 0 | 0 | 0 | 0 | 0
[6 empty] | 0 |  |  |  | Y |  | 0 | 0 | 0 | 0 | 0 |  |  |  |  | 0 | 0 | 0 | 0 | 0
[6 empty] | 0 |  |  |  | Y |  | 0 | 0 | 0 | 0 | 0 |  |  |  |  | 0 | 0 | 0 | 0 | 0
[6 empty] | 0 |  |  |  | Y |  | 0 | 0 | 0 | 0 | 0 |  |  |  |  | 0 | 0 | 0 | 0 | 0
[6 empty] | 0 |  |  |  | Y |  | 0 | 0 | 0 | 0 | 0 |  |  |  |  | 0 | 0 | 0 | 0 | 0
[6 empty] | 0 |  |  |  | Y |  | 0 | 0 | 0 | 0 | 0 |  |  |  |  | 0 | 0 | 0 | 0 | 0
[6 empty] | 0 |  |  |  | Y |  | 0 | 0 | 0 | 0 | 0 |  |  |  |  | 0 | 0 | 0 | 0 | 0
[6 empty] | 0 |  |  |  | Y |  | 0 | 0 | 0 | 0 | 0 |  |  |  |  | 0 | 0 | 0 | 0 | 0
[6 empty] | 0 |  |  |  | Y |  | 0 | 0 | 0 | 0 | 0 |  |  |  |  | 0 | 0 | 0 | 0 | 0
[6 empty] | 0 |  |  |  | Y |  | 0 | 0 | 0 | 0 | 0 |  |  |  |  | 0 | 0 | 0 | 0 | 0
[6 empty] | 0 |  |  |  | Y |  | 0 | 0 | 0 | 0 | 0 |  |  |  |  | 0 | 0 | 0 | 0 | 0
[6 empty] | 0 |  |  |  | Y |  | 0 | 0 | 0 | 0 | 0 |  |  |  |  | 0 | 0 | 0 | 0 | 0
[6 empty] | 0 |  |  |  | Y |  | 0 | 0 | 0 | 0 | 0 |  |  |  |  | 0 | 0 | 0 | 0 | 0
[6 empty] | 0 |  |  |  | Y |  | 0 | 0 | 0 | 0 | 0 |  |  |  |  | 0 | 0 | 0 | 0 | 0
[6 empty] | 0 |  |  |  | Y |  | 0 | 0 | 0 | 0 | 0 |  |  |  |  | 0 | 0 | 0 | 0 | 0
[6 empty] | 0 |  |  |  | Y |  | 0 | 0 | 0 | 0 | 0 |  |  |  |  | 0 | 0 | 0 | 0 | 0
[6 empty] | 0 |  |  |  | Y |  | 0 | 0 | 0 | 0 | 0 |  |  |  |  | 0 | 0 | 0 | 0 | 0
[6 empty] | 0 |  |  |  | Y |  | 0 | 0 | 0 | 0 | 0 |  |  |  |  | 0 | 0 | 0 | 0 | 0
[6 empty] | 0 |  |  |  | Y |  | 0 | 0 | 0 | 0 | 0 |  |  |  |  | 0 | 0 | 0 | 0 | 0
[6 empty] | 0 |  |  |  | Y |  | 0 | 0 | 0 | 0 | 0 |  |  |  |  | 0 | 0 | 0 | 0 | 0
[6 empty] | 0 |  |  |  | Y |  | 0 | 0 | 0 | 0 | 0 |  |  |  |  | 0 | 0 | 0 | 0 | 0
[6 empty] | 0 |  |  |  | Y |  | 0 | 0 | 0 | 0 | 0 |  |  |  |  | 0 | 0 | 0 | 0 | 0
[6 empty] | 0 |  |  |  | Y |  | 0 | 0 | 0 | 0 | 0 |  |  |  |  | 0 | 0 | 0 | 0 | 0
[6 empty] | 0 |  |  |  | Y |  | 0 | 0 | 0 | 0 | 0 |  |  |  |  | 0 | 0 | 0 | 0 | 0
[6 empty] | 0 |  |  |  | Y |  | 0 | 0 | 0 | 0 | 0 |  |  |  |  | 0 | 0 | 0 | 0 | 0
[6 empty] | 0 |  |  |  | Y |  | 0 | 0 | 0 | 0 | 0 |  |  |  |  | 0 | 0 | 0 | 0 | 0
[6 empty] | 0 |  |  |  | Y |  | 0 | 0 | 0 | 0 | 0 |  |  |  |  | 0 | 0 | 0 | 0 | 0
[6 empty] | 0 |  |  |  | Y |  | 0 | 0 | 0 | 0 | 0 |  |  |  |  | 0 | 0 | 0 | 0 | 0
[6 empty] | 0 |  |  |  | Y |  | 0 | 0 | 0 | 0 | 0 |  |  |  |  | 0 | 0 | 0 | 0 | 0
[6 empty] | 0 |  |  |  | Y |  | 0 | 0 | 0 | 0 | 0 |  |  |  |  | 0 | 0 | 0 | 0 | 0
[6 empty] | 0 |  |  |  | Y |  | 0 | 0 | 0 | 0 | 0 |  |  |  |  | 0 | 0 | 0 | 0 | 0
[6 empty] | 0 |  |  |  | Y |  | 0 | 0 | 0 | 0 | 0 |  |  |  |  | 0 | 0 | 0 | 0 | 0
[6 empty] | 0 |  |  |  | Y |  | 0 | 0 | 0 | 0 | 0 |  |  |  |  | 0 | 0 | 0 | 0 | 0
[6 empty] | 0 |  |  |  | Y |  | 0 | 0 | 0 | 0 | 0 |  |  |  |  | 0 | 0 | 0 | 0 | 0
[6 empty] | 0 |  |  |  | Y |  | 0 | 0 | 0 | 0 | 0 |  |  |  |  | 0 | 0 | 0 | 0 | 0
[6 empty] | 0 |  |  |  | Y |  | 0 | 0 | 0 | 0 | 0 |  |  |  |  | 0 | 0 | 0 | 0 | 0
[6 empty] | 0 |  |  |  | Y |  | 0 | 0 | 0 | 0 | 0 |  |  |  |  | 0 | 0 | 0 | 0 | 0
[6 empty] | 0 |  |  |  | Y |  | 0 | 0 | 0 | 0 | 0 |  |  |  |  | 0 | 0 | 0 | 0 | 0
[6 empty] | 0 |  |  |  | Y |  | 0 | 0 | 0 | 0 | 0 |  |  |  |  | 0 | 0 | 0 | 0 | 0
[6 empty] | 0 |  |  |  | Y |  | 0 | 0 | 0 | 0 | 0 |  |  |  |  | 0 | 0 | 0 | 0 | 0
[6 empty] | 0 |  |  |  | Y |  | 0 | 0 | 0 | 0 | 0 |  |  |  |  | 0 | 0 | 0 | 0 | 0
[6 empty] | 0 |  |  |  | Y |  | 0 | 0 | 0 | 0 | 0 |  |  |  |  | 0 | 0 | 0 | 0 | 0
[6 empty] | 0 |  |  |  | Y |  | 0 | 0 | 0 | 0 | 0 |  |  |  |  | 0 | 0 | 0 | 0 | 0
[6 empty] | 0 |  |  |  | Y |  | 0 | 0 | 0 | 0 | 0 |  |  |  |  | 0 | 0 | 0 | 0 | 0
[6 empty] | 0 |  |  |  | Y |  | 0 | 0 | 0 | 0 | 0 |  |  |  |  | 0 | 0 | 0 | 0 | 0
[6 empty] | 0 |  |  |  | Y |  | 0 | 0 | 0 | 0 | 0 |  |  |  |  | 0 | 0 | 0 | 0 | 0
[6 empty] | 0 |  |  |  | Y |  | 0 | 0 | 0 | 0 | 0 |  |  |  |  | 0 | 0 | 0 | 0 | 0
[6 empty] | 0 |  |  |  | Y |  | 0 | 0 | 0 | 0 | 0 |  |  |  |  | 0 | 0 | 0 | 0 | 0
[6 empty] | 0 |  |  |  | Y |  | 0 | 0 | 0 | 0 | 0 |  |  |  |  | 0 | 0 | 0 | 0 | 0
[6 empty] | 0 |  |  |  | Y |  | 0 | 0 | 0 | 0 | 0 |  |  |  |  | 0 | 0 | 0 | 0 | 0
[6 empty] | 0 |  |  |  | Y |  | 0 | 0 | 0 | 0 | 0 |  |  |  |  | 0 | 0 | 0 | 0 | 0
[6 empty] | 0 |  |  |  | Y |  | 0 | 0 | 0 | 0 | 0 |  |  |  |  | 0 | 0 | 0 | 0 | 0
[6 empty] | 0 |  |  |  | Y |  | 0 | 0 | 0 | 0 | 0 |  |  |  |  | 0 | 0 | 0 | 0 | 0
[6 empty] | 0 |  |  |  | Y |  | 0 | 0 | 0 | 0 | 0 |  |  |  |  | 0 | 0 | 0 | 0 | 0
[6 empty] | 0 |  |  |  | Y |  | 0 | 0 | 0 | 0 | 0 |  |  |  |  | 0 | 0 | 0 | 0 | 0
[6 empty] | 0 |  |  |  | Y |  | 0 | 0 | 0 | 0 | 0 |  |  |  |  | 0 | 0 | 0 | 0 | 0
[6 empty] | 0 |  |  |  | Y |  | 0 | 0 | 0 | 0 | 0 |  |  |  |  | 0 | 0 | 0 | 0 | 0
[6 empty] | 0 |  |  |  | Y |  | 0 | 0 | 0 | 0 | 0 |  |  |  |  | 0 | 0 | 0 | 0 | 0
[6 empty] | 0 |  |  |  | Y |  | 0 | 0 | 0 | 0 | 0 |  |  |  |  | 0 | 0 | 0 | 0 | 0
[6 empty] | 0 |  |  |  | Y |  | 0 | 0 | 0 | 0 | 0 |  |  |  |  | 0 | 0 | 0 | 0 | 0
[6 empty] | 0 |  |  |  | Y |  | 0 | 0 | 0 | 0 | 0 |  |  |  |  | 0 | 0 | 0 | 0 | 0
[6 empty] | 0 |  |  |  | Y |  | 0 | 0 | 0 | 0 | 0 |  |  |  |  | 0 | 0 | 0 | 0 | 0
[6 empty] | 0 |  |  |  | Y |  | 0 | 0 | 0 | 0 | 0 |  |  |  |  | 0 | 0 | 0 | 0 | 0
[6 empty] | 0 |  |  |  | Y |  | 0 | 0 | 0 | 0 | 0 |  |  |  |  | 0 | 0 | 0 | 0 | 0
[6 empty] | 0 |  |  |  | Y |  | 0 | 0 | 0 | 0 | 0 |  |  |  |  | 0 | 0 | 0 | 0 | 0
[6 empty] | 0 |  |  |  | Y |  | 0 | 0 | 0 | 0 | 0 |  |  |  |  | 0 | 0 | 0 | 0 | 0
[6 empty] | 0 |  |  |  | Y |  | 0 | 0 | 0 | 0 | 0 |  |  |  |  | 0 | 0 | 0 | 0 | 0
[6 empty] | 0 |  |  |  | Y |  | 0 | 0 | 0 | 0 | 0 |  |  |  |  | 0 | 0 | 0 | 0 | 0
[6 empty] | 0 |  |  |  | Y |  | 0 | 0 | 0 | 0 | 0 |  |  |  |  | 0 | 0 | 0 | 0 | 0
[6 empty] | 0 |  |  |  | Y |  | 0 | 0 | 0 | 0 | 0 |  |  |  |  | 0 | 0 | 0 | 0 | 0
[6 empty] | 0 |  |  |  | Y |  | 0 | 0 | 0 | 0 | 0 |  |  |  |  | 0 | 0 | 0 | 0 | 0
[6 empty] | 0 |  |  |  | Y |  | 0 | 0 | 0 | 0 | 0 |  |  |  |  | 0 | 0 | 0 | 0 | 0
[6 empty] | 0 |  |  |  | Y |  | 0 | 0 | 0 | 0 | 0 |  |  |  |  | 0 | 0 | 0 | 0 | 0
[6 empty] | 0 |  |  |  | Y |  | 0 | 0 | 0 | 0 | 0 |  |  |  |  | 0 | 0 | 0 | 0 | 0
[6 empty] | 0 |  |  |  | Y |  | 0 | 0 | 0 | 0 | 0 |  |  |  |  | 0 | 0 | 0 | 0 | 0
[6 empty] | 0 |  |  |  | Y |  | 0 | 0 | 0 | 0 | 0 |  |  |  |  | 0 | 0 | 0 | 0 | 0
[6 empty] | 0 |  |  |  | Y |  | 0 | 0 | 0 | 0 | 0 |  |  |  |  | 0 | 0 | 0 | 0 | 0
[6 empty] | 0 |  |  |  | Y |  | 0 | 0 | 0 | 0 | 0 |  |  |  |  | 0 | 0 | 0 | 0 | 0
[6 empty] | 0 |  |  |  | Y |  | 0 | 0 | 0 | 0 | 0 |  |  |  |  | 0 | 0 | 0 | 0 | 0
[6 empty] | 0 |  |  |  | Y |  | 0 | 0 | 0 | 0 | 0 |  |  |  |  | 0 | 0 | 0 | 0 | 0
[6 empty] | 0 |  |  |  | Y |  | 0 | 0 | 0 | 0 | 0 |  |  |  |  | 0 | 0 | 0 | 0 | 0
[6 empty] | 0 |  |  |  | Y |  | 0 | 0 | 0 | 0 | 0 |  |  |  |  | 0 | 0 | 0 | 0 | 0
[6 empty] | 0 |  |  |  | Y |  | 0 | 0 | 0 | 0 | 0 |  |  |  |  | 0 | 0 | 0 | 0 | 0
Note on A6: Section letter + tag from the takeoff (e.g. A:WC = in-suite water closets). Leave blank for manual lines.
Note on F6: Type a number to override the takeoff quantity. Leave blank to use the takeoff.
Note on L6: Y = this row's material is equipment or fixtures. It goes to 06 Fixtures & Equipment Supply on BUDGET/SOV instead of 05 Material Supply.
Note on R6: Material dollars added (or negative to remove). No PST added on adjustments.
Note on S6: Productivity factor on hours, e.g. 15% = 15% more hours. Use the Knowify history columns as a guide.
Note on T6: Lump hours added (or negative).
Note on AA6: How the same Div + Phase ran vs budget on the last Knowify job pasted. A warning light, not a correction.

## HVAC EST
HVAC EST
Ventilation (V) and Air Conditioning (AC). Identical columns and formulas to PLUMBING EST.
TOTALS | [11 empty] | 0 | 0 | 0 | 0 | 0 | 0 |  | 0 |  | 0 | 0 | 0 | 0 | 0
Qty comes from TAKEOFF via the Takeoff Ref (Manual Qty overrides it). Labour $ = hours x crew rate; Overhead $ = hours x overhead $/hr (LABOUR RATES). Adjustments sit beside true cost so every change stays visible.
QUANTITY & UNIT RATES (inputs) | [11 empty] | TRUE COST |  |  |  |  | ADJUSTMENTS (optional) |  |  |  | FINAL COST (true cost + adjustments) |  |  |  |  | CHECKS
Takeoff Ref | Div | Phase | Description | Takeoff Qty | Manual Qty | Qty Used | Unit | Material $/Unit | Hrs/Unit | PST? (Y/N) | Equip Supply? (Y/N) | Material $ (incl PST) | Hours | Labour $ | Overhead $ | TRUE COST $ | Adj Material $ | Adj Hours % | Adj Hours | Adjustment Note | Material $ | Hours | Labour $ | Overhead $ | TOTAL COST $ | Knowify Labour Act/Bud | Knowify Material Act/Bud | History Flag | Takeoff Flag
B:FCU-x.01/02/04-07 | AC | 03 Rough-in (Labour) | VRF ducted FCU 12 MBH, 280 CFM [Daikin FXDQ12MVJU] | 60 |  | 60 | ea |  |  | Y | Y | 0 | 0 | 0 | 0 | 0 |  |  |  |  | 0 | 0 | 0 | 0 | 0 |  |  |  | NO UNIT COST
B:FCU-x.03/08 | AC | 03 Rough-in (Labour) | VRF ducted FCU 24 MBH, 742 CFM [Daikin FXSQ24TBVJU] | 20 |  | 20 | ea |  |  | Y | Y | 0 | 0 | 0 | 0 | 0 |  |  |  |  | 0 | 0 | 0 | 0 | 0 |  |  |  | NO UNIT COST
B:ERV-A | V | 03 Rough-in (Labour) | Suite ERV 53 CFM, 75% TE [Panasonic FV-10VE2] | 80 |  | 80 | ea |  |  | Y | Y | 0 | 0 | 0 | 0 | 0 |  |  |  |  | 0 | 0 | 0 | 0 | 0 | 1.7283 |  | Past job ran over budget | NO UNIT COST
B:EF-A | V | 03 Rough-in (Labour) | Suite bath exhaust 30/50 CFM (INFERRED 2-bed only) [Panasonic FV-0511VKS2] | 10 |  | 10 | ea |  |  | Y | Y | 0 | 0 | 0 | 0 | 0 |  |  |  |  | 0 | 0 | 0 | 0 | 0 | 1.7283 |  | Past job ran over budget | NO UNIT COST
B:RH-EXH | V | 03 Rough-in (Labour) | Range hood exhaust 6" duct + wall cap (hood by others) [Primex WC] | 80 |  | 80 | ea |  |  | Y |  | 0 | 0 | 0 | 0 | 0 |  |  |  |  | 0 | 0 | 0 | 0 | 0 | 1.7283 | 1.8919 | Past job ran over budget | NO UNIT COST
B:WC-CAP | V | 03 Rough-in (Labour) | ERV wall caps OA/EA [Primex WC] | 160 |  | 160 | ea |  |  | Y |  | 0 | 0 | 0 | 0 | 0 |  |  |  |  | 0 | 0 | 0 | 0 | 0 | 1.7283 | 1.8919 | Past job ran over budget | NO UNIT COST
B:AP-ERV | V | 04 Finishing (Labour) | 30"x24" access panel under ERV | 80 |  | 80 | ea |  |  | Y |  | 0 | 0 | 0 | 0 | 0 |  |  |  |  | 0 | 0 | 0 | 0 | 0 | 0 | 1.8919 | Past job ran over budget | NO UNIT COST
B:RG-FCU | AC | 04 Finishing (Labour) | 18"x18" hinged FCU return/filter grille | 80 |  | 80 | ea |  |  | Y |  | 0 | 0 | 0 | 0 | 0 |  |  |  |  | 0 | 0 | 0 | 0 | 0 |  |  |  | NO UNIT COST
B:TSTAT | AC | 04 Finishing (Labour) | VRF thermostat [Daikin BRC1NRV71] | 80 |  | 80 | ea |  |  | Y | Y | 0 | 0 | 0 | 0 | 0 |  |  |  |  | 0 | 0 | 0 | 0 | 0 |  |  |  | NO UNIT COST
C:CU-3.1–12.1 | AC | 06 Fixtures & Equipment Supply | VRF heat-recovery CU 144/162 MBH, 208/3, 755 lb [Daikin REYQ144XBTJA] | 10 |  | 10 | ea |  |  | Y | Y | 0 | 0 | 0 | 0 | 0 |  |  |  |  | 0 | 0 | 0 | 0 | 0 |  |  |  | NO UNIT COST
C:BS-x.1 | AC | 03 Rough-in (Labour) | Branch selector 6-port [Daikin BSF6Q54TVJ] | 10 |  | 10 | ea |  |  | Y | Y | 0 | 0 | 0 | 0 | 0 |  |  |  |  | 0 | 0 | 0 | 0 | 0 |  |  |  | NO UNIT COST
C:BS-x.2 | AC | 03 Rough-in (Labour) | Branch selector 4-port [Daikin BSF4Q54TVJ] | 10 |  | 10 | ea |  |  | Y | Y | 0 | 0 | 0 | 0 | 0 |  |  |  |  | 0 | 0 | 0 | 0 | 0 |  |  |  | NO UNIT COST
C:CU-1.1 | AC | 06 Fixtures & Equipment Supply | Heat pump CU CRU #1, 24 MBH [Daikin RXTA24AAVJU] | 1 |  | 1 | ea |  |  | Y | Y | 0 | 0 | 0 | 0 | 0 |  |  |  |  | 0 | 0 | 0 | 0 | 0 |  |  |  | NO UNIT COST
C:CU-1.2 | AC | 06 Fixtures & Equipment Supply | Heat pump CU CRU #2, 48 MBH [Daikin RXTA48AAVJU] | 1 |  | 1 | ea |  |  | Y | Y | 0 | 0 | 0 | 0 | 0 |  |  |  |  | 0 | 0 | 0 | 0 | 0 |  |  |  | NO UNIT COST
C:CU-1.3 | AC | 06 Fixtures & Equipment Supply | VRF CU Main Electrical, 72 MBH [Daikin REYQ72XBTJA] | 1 |  | 1 | ea |  |  | Y | Y | 0 | 0 | 0 | 0 | 0 |  |  |  |  | 0 | 0 | 0 | 0 | 0 |  |  |  | NO UNIT COST
C:CU-13.1 | AC | 06 Fixtures & Equipment Supply | Heat pump CU L13 Live/Work, 60 MBH [Daikin RXTA60AAVJU] | 1 |  | 1 | ea |  |  | Y | Y | 0 | 0 | 0 | 0 | 0 |  |  |  |  | 0 | 0 | 0 | 0 | 0 |  |  |  | NO UNIT COST
C:CU-13.2 | AC | 06 Fixtures & Equipment Supply | Heat pump CU L13 Amenity, 60 MBH [Daikin RXTA60AAVJU] | 1 |  | 1 | ea |  |  | Y | Y | 0 | 0 | 0 | 0 | 0 |  |  |  |  | 0 | 0 | 0 | 0 | 0 |  |  |  | NO UNIT COST
C:CU-R.1 | AC | 06 Fixtures & Equipment Supply | Heat pump CU Elevator Control, 48 MBH [Daikin RXTA48AAVJU] | 1 |  | 1 | ea |  |  | Y | Y | 0 | 0 | 0 | 0 | 0 |  |  |  |  | 0 | 0 | 0 | 0 | 0 |  |  |  | NO UNIT COST
C:FCU-1.01 | AC | 03 Rough-in (Labour) | FCU CRU #1, 24 MBH [Daikin FXSQ24TBVJU] | 1 |  | 1 | ea |  |  | Y | Y | 0 | 0 | 0 | 0 | 0 |  |  |  |  | 0 | 0 | 0 | 0 | 0 |  |  |  | NO UNIT COST
C:FCU-1.02/03 | AC | 03 Rough-in (Labour) | FCU CRU #2, 24 MBH [Daikin FXSQ24TBVJU] | 2 |  | 2 | ea |  |  | Y | Y | 0 | 0 | 0 | 0 | 0 |  |  |  |  | 0 | 0 | 0 | 0 | 0 |  |  |  | NO UNIT COST
C:FCU-1.04/05/06 | AC | 03 Rough-in (Labour) | Wall FCU Main Electrical c/w condensate pump [Daikin FXAQ24PVJU] | 3 |  | 3 | ea |  |  | Y | Y | 0 | 0 | 0 | 0 | 0 |  |  |  |  | 0 | 0 | 0 | 0 | 0 |  |  |  | NO UNIT COST
C:FCU-13.01/02 | AC | 03 Rough-in (Labour) | FCU L13 Live/Work, 30 MBH [Daikin FXSQ30TBVJU] | 2 |  | 2 | ea |  |  | Y | Y | 0 | 0 | 0 | 0 | 0 |  |  |  |  | 0 | 0 | 0 | 0 | 0 |  |  |  | NO UNIT COST
C:FCU-13.03/04 | AC | 03 Rough-in (Labour) | FCU L13 Amenity, 30 MBH [Daikin FXSQ30TBVJU] | 2 |  | 2 | ea |  |  | Y | Y | 0 | 0 | 0 | 0 | 0 |  |  |  |  | 0 | 0 | 0 | 0 | 0 |  |  |  | NO UNIT COST
C:FCU-R.01/02 | AC | 03 Rough-in (Labour) | Wall FCU Elevator Control c/w condensate pump [Daikin FXAQ24PVJU] | 2 |  | 2 | ea |  |  | Y | Y | 0 | 0 | 0 | 0 | 0 |  |  |  |  | 0 | 0 | 0 | 0 | 0 |  |  |  | NO UNIT COST
C:iTM | AC | 06 Fixtures & Equipment Supply | Central controller iTouch Manager c/w PPD + adaptor [Daikin DCS601C71] | 3 |  | 3 | ea |  |  | Y | Y | 0 | 0 | 0 | 0 | 0 |  |  |  |  | 0 | 0 | 0 | 0 | 0 |  |  |  | NO UNIT COST
C:DSE401B71 | AC | 06 Fixtures & Equipment Supply | Communication adaptor [Daikin] | 0 |  | 0 | ea |  |  | Y | Y | 0 | 0 | 0 | 0 | 0 |  |  |  |  | 0 | 0 | 0 | 0 | 0 |  |  |  | TBC in takeoff
C:CP | AC | 06 Fixtures & Equipment Supply | Condensate pump (Aspen Mini Orange) — FXAQ units [Aspen] | 5 |  | 5 | ea |  |  | Y | Y | 0 | 0 | 0 | 0 | 0 |  |  |  |  | 0 | 0 | 0 | 0 | 0 |  |  |  | NO UNIT COST
C:REF-INS | AC | 03 Rough-in (Labour) | External refrigerant piping insulation K-Flex Titan [K-Flex] | 0 |  | 0 | LF |  |  | Y |  | 0 | 0 | 0 | 0 | 0 |  |  |  |  | 0 | 0 | 0 | 0 | 0 |  |  |  | TBC in takeoff
D:MUA-1 | V | 06 Fixtures & Equipment Supply | Make-up air unit 1,270 CFM, DX clg/htg + 15 kW elec, 208/3 [Trane OAB036E3] | 1 |  | 1 | ea |  |  | Y | Y | 0 | 0 | 0 | 0 | 0 |  |  |  |  | 0 | 0 | 0 | 0 | 0 |  |  |  | NO UNIT COST
D:ERV-B | V | 06 Fixtures & Equipment Supply | ERV P1 Bike Storage 750 CFM [Renewaire HE10-JINH] | 1 |  | 1 | ea |  |  | Y | Y | 0 | 0 | 0 | 0 | 0 |  |  |  |  | 0 | 0 | 0 | 0 | 0 |  |  |  | NO UNIT COST
D:ERV-C | V | 06 Fixtures & Equipment Supply | ERV L1 South Corridor 70 CFM [Renewaire EV Premium M] | 1 |  | 1 | ea |  |  | Y | Y | 0 | 0 | 0 | 0 | 0 |  |  |  |  | 0 | 0 | 0 | 0 | 0 |  |  |  | NO UNIT COST
D:ERV-D | V | 06 Fixtures & Equipment Supply | ERV L2 Bike Room 80 CFM [Renewaire EV Premium S] | 1 |  | 1 | ea |  |  | Y | Y | 0 | 0 | 0 | 0 | 0 |  |  |  |  | 0 | 0 | 0 | 0 | 0 |  |  |  | NO UNIT COST
D:ERV-E | V | 06 Fixtures & Equipment Supply | ERV L13 Artist Studio 205 CFM [Lifebreath 267 MAX] | 1 |  | 1 | ea |  |  | Y | Y | 0 | 0 | 0 | 0 | 0 |  |  |  |  | 0 | 0 | 0 | 0 | 0 |  |  |  | NO UNIT COST
D:ERV-F | V | 06 Fixtures & Equipment Supply | ERV L13 Washroom 220 CFM [Renewaire] | 1 |  | 1 | ea |  |  | Y | Y | 0 | 0 | 0 | 0 | 0 |  |  |  |  | 0 | 0 | 0 | 0 | 0 |  |  |  | NO UNIT COST
D:EF-P1.01 | V | 06 Fixtures & Equipment Supply | EF Mech Room P112, 320 CFM [Twin City TL 700S] | 1 |  | 1 | ea |  |  | Y | Y | 0 | 0 | 0 | 0 | 0 |  |  |  |  | 0 | 0 | 0 | 0 | 0 |  |  |  | NO UNIT COST
D:EF-P1.02 | V | 06 Fixtures & Equipment Supply | EF Janitor P102, 100 CFM [Twin City T 150V] | 1 |  | 1 | ea |  |  | Y | Y | 0 | 0 | 0 | 0 | 0 |  |  |  |  | 0 | 0 | 0 | 0 | 0 |  |  |  | NO UNIT COST
D:EF-P1.03 | V | 06 Fixtures & Equipment Supply | EF Bike Repair & Wash P105, 100 CFM [Twin City T 150V] | 1 |  | 1 | ea |  |  | Y | Y | 0 | 0 | 0 | 0 | 0 |  |  |  |  | 0 | 0 | 0 | 0 | 0 |  |  |  | NO UNIT COST
D:EF-L2.01 | V | 06 Fixtures & Equipment Supply | EF L2 Residential Garbage 600 CFM, 575/3 [Twin City DSI 135AN] | 1 |  | 1 | ea |  |  | Y | Y | 0 | 0 | 0 | 0 | 0 |  |  |  |  | 0 | 0 | 0 | 0 | 0 |  |  |  | NO UNIT COST
D:EF-L2.02 | V | 06 Fixtures & Equipment Supply | Smoke exhaust fan 8,000 CFM, 7.5 HP, 575/3 [Twin City DBS 200] | 1 |  | 1 | ea |  |  | Y | Y | 0 | 0 | 0 | 0 | 0 |  |  |  |  | 0 | 0 | 0 | 0 | 0 |  |  |  | NO UNIT COST
D:EF-L2.03 | V | 06 Fixtures & Equipment Supply | EF L2 Parking 550 CFM [Twin City TL 700S] | 1 |  | 1 | ea |  |  | Y | Y | 0 | 0 | 0 | 0 | 0 |  |  |  |  | 0 | 0 | 0 | 0 | 0 |  |  |  | NO UNIT COST
D:EF-L2.04 | V | 06 Fixtures & Equipment Supply | EF CRU 1 washroom 30/50 CFM [Panasonic FV-0511VKS2] | 1 |  | 1 | ea |  |  | Y | Y | 0 | 0 | 0 | 0 | 0 |  |  |  |  | 0 | 0 | 0 | 0 | 0 |  |  |  | NO UNIT COST
D:EF-L2.05 | V | 06 Fixtures & Equipment Supply | EF CRU 2 washroom 30/50 CFM [Panasonic FV-0511VKS2] | 1 |  | 1 | ea |  |  | Y | Y | 0 | 0 | 0 | 0 | 0 |  |  |  |  | 0 | 0 | 0 | 0 | 0 |  |  |  | NO UNIT COST
D:PF-P1.01 | V | 06 Fixtures & Equipment Supply | Stair pressurization fan 1,000 CFM, 575/3 [Twin City DSI 135AN] | 1 |  | 1 | ea |  |  | Y | Y | 0 | 0 | 0 | 0 | 0 |  |  |  |  | 0 | 0 | 0 | 0 | 0 |  |  |  | NO UNIT COST
D:PF-P1.02 | V | 06 Fixtures & Equipment Supply | Stair pressurization fan 1,000 CFM, 575/3 [Twin City DSI 135AN] | 1 |  | 1 | ea |  |  | Y | Y | 0 | 0 | 0 | 0 | 0 |  |  |  |  | 0 | 0 | 0 | 0 | 0 |  |  |  | NO UNIT COST
D:PF-L2.01 | V | 06 Fixtures & Equipment Supply | CO vestibule pressurization 50 CFM [Twin City BSI 080A] | 1 |  | 1 | ea |  |  | Y | Y | 0 | 0 | 0 | 0 | 0 |  |  |  |  | 0 | 0 | 0 | 0 | 0 |  |  |  | NO UNIT COST
D:EDH-1 | V | 06 Fixtures & Equipment Supply | Electric duct heater 3 kW, L2 garbage fresh air [Thermolec] | 1 |  | 1 | ea |  |  | Y | Y | 0 | 0 | 0 | 0 | 0 |  |  |  |  | 0 | 0 | 0 | 0 | 0 |  |  |  | NO UNIT COST
I:MD-P1.01 | V | 03 Rough-in (Labour) | Motorized damper smoke exhaust 36x30 | 1 |  | 1 | ea |  |  | Y | Y | 0 | 0 | 0 | 0 | 0 |  |  |  |  | 0 | 0 | 0 | 0 | 0 | 1.7283 |  | Past job ran over budget | NO UNIT COST
I:MD-L1.01/02 | V | 03 Rough-in (Labour) | Motorized damper generator MUA 54x24 | 2 |  | 2 | ea |  |  | Y | Y | 0 | 0 | 0 | 0 | 0 |  |  |  |  | 0 | 0 | 0 | 0 | 0 | 1.7283 |  | Past job ran over budget | NO UNIT COST
I:MD-L1.03/04 | V | 03 Rough-in (Labour) | Motorized damper generator exhaust 46x40 | 2 |  | 2 | ea |  |  | Y | Y | 0 | 0 | 0 | 0 | 0 |  |  |  |  | 0 | 0 | 0 | 0 | 0 | 1.7283 |  | Past job ran over budget | NO UNIT COST
I:MD-L1.04* | V | 03 Rough-in (Labour) | Motorized damper smoke exhaust 36x30 (DUPLICATE TAG) | 1 |  | 1 | ea |  |  | Y | Y | 0 | 0 | 0 | 0 | 0 |  |  |  |  | 0 | 0 | 0 | 0 | 0 | 1.7283 |  | Past job ran over budget | NO UNIT COST
I:MD-L1.05 | V | 03 Rough-in (Labour) | Motorized damper gen exhaust relief 24x24 (fail closed) | 1 |  | 1 | ea |  |  | Y | Y | 0 | 0 | 0 | 0 | 0 |  |  |  |  | 0 | 0 | 0 | 0 | 0 | 1.7283 |  | Past job ran over budget | NO UNIT COST
I:MD-L2.01/03 | V | 03 Rough-in (Labour) | Motorized damper stair pressurization 16x30 | 2 |  | 2 | ea |  |  | Y | Y | 0 | 0 | 0 | 0 | 0 |  |  |  |  | 0 | 0 | 0 | 0 | 0 | 1.7283 |  | Past job ran over budget | NO UNIT COST
I:MD-L2.02 | V | 03 Rough-in (Labour) | Motorized damper stair press. relief 22x8 | 1 |  | 1 | ea |  |  | Y | Y | 0 | 0 | 0 | 0 | 0 |  |  |  |  | 0 | 0 | 0 | 0 | 0 | 1.7283 |  | Past job ran over budget | NO UNIT COST
I:MD-L2.04 | V | 03 Rough-in (Labour) | Motorized damper stair press. relief 42x8 | 1 |  | 1 | ea |  |  | Y | Y | 0 | 0 | 0 | 0 | 0 |  |  |  |  | 0 | 0 | 0 | 0 | 0 | 1.7283 |  | Past job ran over budget | NO UNIT COST
I:S-1..S-6 / T-1 / E-1 / R-1 / R-2 / L-1 | V | 04 Finishing (Labour) | Diffusers, grilles, louvres (EH Price) [EH Price] | 0 |  | 0 | ea |  |  | Y | Y | 0 | 0 | 0 | 0 | 0 |  |  |  |  | 0 | 0 | 0 | 0 | 0 | 0 |  |  | TBC in takeoff
I:FSD | V | 03 Rough-in (Labour) | Fire/smoke dampers | 0 |  | 0 | ea |  |  | Y | Y | 0 | 0 | 0 | 0 | 0 |  |  |  |  | 0 | 0 | 0 | 0 | 0 | 1.7283 |  | Past job ran over budget | TBC in takeoff
I:FLEX-FCU | AC | 03 Rough-in (Labour) | Flex connection at each FCU discharge | 92 |  | 92 | ea |  |  | Y |  | 0 | 0 | 0 | 0 | 0 |  |  |  |  | 0 | 0 | 0 | 0 | 0 |  |  |  | NO UNIT COST
J:REF-V | AC | 03 Rough-in (Labour) | Refrigerant line sets — vertical (see Riser LF Estimate) [ACR copper] | 3200 |  | 3200 | LF |  |  | Y |  | 0 | 0 | 0 | 0 | 0 |  |  |  |  | 0 | 0 | 0 | 0 | 0 |  |  |  | NO UNIT COST
J:DUCT | V | 03 Rough-in (Labour) | Ductwork incl. in-slab suite duct (4" ERV rigid, 6" VRF, 6" range hood) | 0 |  | 0 | LF |  |  | Y |  | 0 | 0 | 0 | 0 | 0 |  |  |  |  | 0 | 0 | 0 | 0 | 0 | 1.7283 | 1.8919 | Past job ran over budget | TBC in takeoff
[6 empty] | 0 |  |  |  | Y |  | 0 | 0 | 0 | 0 | 0 |  |  |  |  | 0 | 0 | 0 | 0 | 0
[6 empty] | 0 |  |  |  | Y |  | 0 | 0 | 0 | 0 | 0 |  |  |  |  | 0 | 0 | 0 | 0 | 0
[6 empty] | 0 |  |  |  | Y |  | 0 | 0 | 0 | 0 | 0 |  |  |  |  | 0 | 0 | 0 | 0 | 0
[6 empty] | 0 |  |  |  | Y |  | 0 | 0 | 0 | 0 | 0 |  |  |  |  | 0 | 0 | 0 | 0 | 0
[6 empty] | 0 |  |  |  | Y |  | 0 | 0 | 0 | 0 | 0 |  |  |  |  | 0 | 0 | 0 | 0 | 0
[6 empty] | 0 |  |  |  | Y |  | 0 | 0 | 0 | 0 | 0 |  |  |  |  | 0 | 0 | 0 | 0 | 0
[6 empty] | 0 |  |  |  | Y |  | 0 | 0 | 0 | 0 | 0 |  |  |  |  | 0 | 0 | 0 | 0 | 0
[6 empty] | 0 |  |  |  | Y |  | 0 | 0 | 0 | 0 | 0 |  |  |  |  | 0 | 0 | 0 | 0 | 0
[6 empty] | 0 |  |  |  | Y |  | 0 | 0 | 0 | 0 | 0 |  |  |  |  | 0 | 0 | 0 | 0 | 0
[6 empty] | 0 |  |  |  | Y |  | 0 | 0 | 0 | 0 | 0 |  |  |  |  | 0 | 0 | 0 | 0 | 0
[6 empty] | 0 |  |  |  | Y |  | 0 | 0 | 0 | 0 | 0 |  |  |  |  | 0 | 0 | 0 | 0 | 0
[6 empty] | 0 |  |  |  | Y |  | 0 | 0 | 0 | 0 | 0 |  |  |  |  | 0 | 0 | 0 | 0 | 0
[6 empty] | 0 |  |  |  | Y |  | 0 | 0 | 0 | 0 | 0 |  |  |  |  | 0 | 0 | 0 | 0 | 0
[6 empty] | 0 |  |  |  | Y |  | 0 | 0 | 0 | 0 | 0 |  |  |  |  | 0 | 0 | 0 | 0 | 0
[6 empty] | 0 |  |  |  | Y |  | 0 | 0 | 0 | 0 | 0 |  |  |  |  | 0 | 0 | 0 | 0 | 0
[6 empty] | 0 |  |  |  | Y |  | 0 | 0 | 0 | 0 | 0 |  |  |  |  | 0 | 0 | 0 | 0 | 0
[6 empty] | 0 |  |  |  | Y |  | 0 | 0 | 0 | 0 | 0 |  |  |  |  | 0 | 0 | 0 | 0 | 0
[6 empty] | 0 |  |  |  | Y |  | 0 | 0 | 0 | 0 | 0 |  |  |  |  | 0 | 0 | 0 | 0 | 0
[6 empty] | 0 |  |  |  | Y |  | 0 | 0 | 0 | 0 | 0 |  |  |  |  | 0 | 0 | 0 | 0 | 0
[6 empty] | 0 |  |  |  | Y |  | 0 | 0 | 0 | 0 | 0 |  |  |  |  | 0 | 0 | 0 | 0 | 0
[6 empty] | 0 |  |  |  | Y |  | 0 | 0 | 0 | 0 | 0 |  |  |  |  | 0 | 0 | 0 | 0 | 0
[6 empty] | 0 |  |  |  | Y |  | 0 | 0 | 0 | 0 | 0 |  |  |  |  | 0 | 0 | 0 | 0 | 0
[6 empty] | 0 |  |  |  | Y |  | 0 | 0 | 0 | 0 | 0 |  |  |  |  | 0 | 0 | 0 | 0 | 0
[6 empty] | 0 |  |  |  | Y |  | 0 | 0 | 0 | 0 | 0 |  |  |  |  | 0 | 0 | 0 | 0 | 0
[6 empty] | 0 |  |  |  | Y |  | 0 | 0 | 0 | 0 | 0 |  |  |  |  | 0 | 0 | 0 | 0 | 0
[6 empty] | 0 |  |  |  | Y |  | 0 | 0 | 0 | 0 | 0 |  |  |  |  | 0 | 0 | 0 | 0 | 0
[6 empty] | 0 |  |  |  | Y |  | 0 | 0 | 0 | 0 | 0 |  |  |  |  | 0 | 0 | 0 | 0 | 0
[6 empty] | 0 |  |  |  | Y |  | 0 | 0 | 0 | 0 | 0 |  |  |  |  | 0 | 0 | 0 | 0 | 0
[6 empty] | 0 |  |  |  | Y |  | 0 | 0 | 0 | 0 | 0 |  |  |  |  | 0 | 0 | 0 | 0 | 0
[6 empty] | 0 |  |  |  | Y |  | 0 | 0 | 0 | 0 | 0 |  |  |  |  | 0 | 0 | 0 | 0 | 0
[6 empty] | 0 |  |  |  | Y |  | 0 | 0 | 0 | 0 | 0 |  |  |  |  | 0 | 0 | 0 | 0 | 0
[6 empty] | 0 |  |  |  | Y |  | 0 | 0 | 0 | 0 | 0 |  |  |  |  | 0 | 0 | 0 | 0 | 0
[6 empty] | 0 |  |  |  | Y |  | 0 | 0 | 0 | 0 | 0 |  |  |  |  | 0 | 0 | 0 | 0 | 0
[6 empty] | 0 |  |  |  | Y |  | 0 | 0 | 0 | 0 | 0 |  |  |  |  | 0 | 0 | 0 | 0 | 0
[6 empty] | 0 |  |  |  | Y |  | 0 | 0 | 0 | 0 | 0 |  |  |  |  | 0 | 0 | 0 | 0 | 0
[6 empty] | 0 |  |  |  | Y |  | 0 | 0 | 0 | 0 | 0 |  |  |  |  | 0 | 0 | 0 | 0 | 0
[6 empty] | 0 |  |  |  | Y |  | 0 | 0 | 0 | 0 | 0 |  |  |  |  | 0 | 0 | 0 | 0 | 0
[6 empty] | 0 |  |  |  | Y |  | 0 | 0 | 0 | 0 | 0 |  |  |  |  | 0 | 0 | 0 | 0 | 0
[6 empty] | 0 |  |  |  | Y |  | 0 | 0 | 0 | 0 | 0 |  |  |  |  | 0 | 0 | 0 | 0 | 0
[6 empty] | 0 |  |  |  | Y |  | 0 | 0 | 0 | 0 | 0 |  |  |  |  | 0 | 0 | 0 | 0 | 0
[6 empty] | 0 |  |  |  | Y |  | 0 | 0 | 0 | 0 | 0 |  |  |  |  | 0 | 0 | 0 | 0 | 0
[6 empty] | 0 |  |  |  | Y |  | 0 | 0 | 0 | 0 | 0 |  |  |  |  | 0 | 0 | 0 | 0 | 0
[6 empty] | 0 |  |  |  | Y |  | 0 | 0 | 0 | 0 | 0 |  |  |  |  | 0 | 0 | 0 | 0 | 0
[6 empty] | 0 |  |  |  | Y |  | 0 | 0 | 0 | 0 | 0 |  |  |  |  | 0 | 0 | 0 | 0 | 0
[6 empty] | 0 |  |  |  | Y |  | 0 | 0 | 0 | 0 | 0 |  |  |  |  | 0 | 0 | 0 | 0 | 0
[6 empty] | 0 |  |  |  | Y |  | 0 | 0 | 0 | 0 | 0 |  |  |  |  | 0 | 0 | 0 | 0 | 0
[6 empty] | 0 |  |  |  | Y |  | 0 | 0 | 0 | 0 | 0 |  |  |  |  | 0 | 0 | 0 | 0 | 0
[6 empty] | 0 |  |  |  | Y |  | 0 | 0 | 0 | 0 | 0 |  |  |  |  | 0 | 0 | 0 | 0 | 0
[6 empty] | 0 |  |  |  | Y |  | 0 | 0 | 0 | 0 | 0 |  |  |  |  | 0 | 0 | 0 | 0 | 0
[6 empty] | 0 |  |  |  | Y |  | 0 | 0 | 0 | 0 | 0 |  |  |  |  | 0 | 0 | 0 | 0 | 0
[6 empty] | 0 |  |  |  | Y |  | 0 | 0 | 0 | 0 | 0 |  |  |  |  | 0 | 0 | 0 | 0 | 0
[6 empty] | 0 |  |  |  | Y |  | 0 | 0 | 0 | 0 | 0 |  |  |  |  | 0 | 0 | 0 | 0 | 0
[6 empty] | 0 |  |  |  | Y |  | 0 | 0 | 0 | 0 | 0 |  |  |  |  | 0 | 0 | 0 | 0 | 0
[6 empty] | 0 |  |  |  | Y |  | 0 | 0 | 0 | 0 | 0 |  |  |  |  | 0 | 0 | 0 | 0 | 0
[6 empty] | 0 |  |  |  | Y |  | 0 | 0 | 0 | 0 | 0 |  |  |  |  | 0 | 0 | 0 | 0 | 0
[6 empty] | 0 |  |  |  | Y |  | 0 | 0 | 0 | 0 | 0 |  |  |  |  | 0 | 0 | 0 | 0 | 0
[6 empty] | 0 |  |  |  | Y |  | 0 | 0 | 0 | 0 | 0 |  |  |  |  | 0 | 0 | 0 | 0 | 0
[6 empty] | 0 |  |  |  | Y |  | 0 | 0 | 0 | 0 | 0 |  |  |  |  | 0 | 0 | 0 | 0 | 0
[6 empty] | 0 |  |  |  | Y |  | 0 | 0 | 0 | 0 | 0 |  |  |  |  | 0 | 0 | 0 | 0 | 0
[6 empty] | 0 |  |  |  | Y |  | 0 | 0 | 0 | 0 | 0 |  |  |  |  | 0 | 0 | 0 | 0 | 0
[6 empty] | 0 |  |  |  | Y |  | 0 | 0 | 0 | 0 | 0 |  |  |  |  | 0 | 0 | 0 | 0 | 0
[6 empty] | 0 |  |  |  | Y |  | 0 | 0 | 0 | 0 | 0 |  |  |  |  | 0 | 0 | 0 | 0 | 0
[6 empty] | 0 |  |  |  | Y |  | 0 | 0 | 0 | 0 | 0 |  |  |  |  | 0 | 0 | 0 | 0 | 0
[6 empty] | 0 |  |  |  | Y |  | 0 | 0 | 0 | 0 | 0 |  |  |  |  | 0 | 0 | 0 | 0 | 0
[6 empty] | 0 |  |  |  | Y |  | 0 | 0 | 0 | 0 | 0 |  |  |  |  | 0 | 0 | 0 | 0 | 0
[6 empty] | 0 |  |  |  | Y |  | 0 | 0 | 0 | 0 | 0 |  |  |  |  | 0 | 0 | 0 | 0 | 0
[6 empty] | 0 |  |  |  | Y |  | 0 | 0 | 0 | 0 | 0 |  |  |  |  | 0 | 0 | 0 | 0 | 0
[6 empty] | 0 |  |  |  | Y |  | 0 | 0 | 0 | 0 | 0 |  |  |  |  | 0 | 0 | 0 | 0 | 0
[6 empty] | 0 |  |  |  | Y |  | 0 | 0 | 0 | 0 | 0 |  |  |  |  | 0 | 0 | 0 | 0 | 0
[6 empty] | 0 |  |  |  | Y |  | 0 | 0 | 0 | 0 | 0 |  |  |  |  | 0 | 0 | 0 | 0 | 0
[6 empty] | 0 |  |  |  | Y |  | 0 | 0 | 0 | 0 | 0 |  |  |  |  | 0 | 0 | 0 | 0 | 0
[6 empty] | 0 |  |  |  | Y |  | 0 | 0 | 0 | 0 | 0 |  |  |  |  | 0 | 0 | 0 | 0 | 0
[6 empty] | 0 |  |  |  | Y |  | 0 | 0 | 0 | 0 | 0 |  |  |  |  | 0 | 0 | 0 | 0 | 0
[6 empty] | 0 |  |  |  | Y |  | 0 | 0 | 0 | 0 | 0 |  |  |  |  | 0 | 0 | 0 | 0 | 0
[6 empty] | 0 |  |  |  | Y |  | 0 | 0 | 0 | 0 | 0 |  |  |  |  | 0 | 0 | 0 | 0 | 0
[6 empty] | 0 |  |  |  | Y |  | 0 | 0 | 0 | 0 | 0 |  |  |  |  | 0 | 0 | 0 | 0 | 0
[6 empty] | 0 |  |  |  | Y |  | 0 | 0 | 0 | 0 | 0 |  |  |  |  | 0 | 0 | 0 | 0 | 0
[6 empty] | 0 |  |  |  | Y |  | 0 | 0 | 0 | 0 | 0 |  |  |  |  | 0 | 0 | 0 | 0 | 0
[6 empty] | 0 |  |  |  | Y |  | 0 | 0 | 0 | 0 | 0 |  |  |  |  | 0 | 0 | 0 | 0 | 0
[6 empty] | 0 |  |  |  | Y |  | 0 | 0 | 0 | 0 | 0 |  |  |  |  | 0 | 0 | 0 | 0 | 0
[6 empty] | 0 |  |  |  | Y |  | 0 | 0 | 0 | 0 | 0 |  |  |  |  | 0 | 0 | 0 | 0 | 0
[6 empty] | 0 |  |  |  | Y |  | 0 | 0 | 0 | 0 | 0 |  |  |  |  | 0 | 0 | 0 | 0 | 0
[6 empty] | 0 |  |  |  | Y |  | 0 | 0 | 0 | 0 | 0 |  |  |  |  | 0 | 0 | 0 | 0 | 0
[6 empty] | 0 |  |  |  | Y |  | 0 | 0 | 0 | 0 | 0 |  |  |  |  | 0 | 0 | 0 | 0 | 0
[6 empty] | 0 |  |  |  | Y |  | 0 | 0 | 0 | 0 | 0 |  |  |  |  | 0 | 0 | 0 | 0 | 0
[6 empty] | 0 |  |  |  | Y |  | 0 | 0 | 0 | 0 | 0 |  |  |  |  | 0 | 0 | 0 | 0 | 0
[6 empty] | 0 |  |  |  | Y |  | 0 | 0 | 0 | 0 | 0 |  |  |  |  | 0 | 0 | 0 | 0 | 0
[6 empty] | 0 |  |  |  | Y |  | 0 | 0 | 0 | 0 | 0 |  |  |  |  | 0 | 0 | 0 | 0 | 0
[6 empty] | 0 |  |  |  | Y |  | 0 | 0 | 0 | 0 | 0 |  |  |  |  | 0 | 0 | 0 | 0 | 0
[6 empty] | 0 |  |  |  | Y |  | 0 | 0 | 0 | 0 | 0 |  |  |  |  | 0 | 0 | 0 | 0 | 0
[6 empty] | 0 |  |  |  | Y |  | 0 | 0 | 0 | 0 | 0 |  |  |  |  | 0 | 0 | 0 | 0 | 0
Note on A6: Section letter + tag from the takeoff (e.g. A:WC = in-suite water closets). Leave blank for manual lines.
Note on F6: Type a number to override the takeoff quantity. Leave blank to use the takeoff.
Note on L6: Y = this row's material is equipment or fixtures. It goes to 06 Fixtures & Equipment Supply on BUDGET/SOV instead of 05 Material Supply.
Note on R6: Material dollars added (or negative to remove). No PST added on adjustments.
Note on S6: Productivity factor on hours, e.g. 15% = 15% more hours. Use the Knowify history columns as a guide.
Note on T6: Lump hours added (or negative).
Note on AA6: How the same Div + Phase ran vs budget on the last Knowify job pasted. A warning light, not a correction.

## SUBS & GC
SUBTRADES & GENERAL CONDITIONS
Allocation %: enter a split per division, or leave all four blank to auto-split by direct cost.
[7 empty] | Direct cost by division | 0 | 0 | 0 | 0
[7 empty] | Auto split share | 0% | 0% | 0% | 0%
SUBTRADES (each becomes its own SOV line, as in Knowify)
# | Item | Company / Basis | Phase | Qty | Unit | Rate $ | Amount $ | % P | % H | % V | % AC | Plumbing $ | Hydronic $ | Ventilation $ | A/C $ | Check | COGS Type
1 | Insulation and Heat Trace | Adler | 03 Rough-in (Labour) | 1 | LS |  | 0 | 100% |  |  |  | 0 | 0 | 0 | 0 |  | Subs & Safety
2 | Duct Insulation |  | 03 Rough-in (Labour) | 1 | LS |  | 0 |  |  | 50% | 50% | 0 | 0 | 0 | 0 |  | Subs & Safety
3 | Fire Sprinklers |  | 03 Rough-in (Labour) | 1 | LS |  | 0 | 100% |  |  |  | 0 | 0 | 0 | 0 |  | Subs & Safety
4 | P&H Controls |  | 06 Fixtures & Equipment Supply | 1 | LS |  | 0 | 50% | 50% |  |  | 0 | 0 | 0 | 0 |  | Subs & Safety
5 | HVAC Controls | Olympic Controls | 06 Fixtures & Equipment Supply | 1 | LS |  | 0 |  |  | 50% | 50% | 0 | 0 | 0 | 0 |  | Subs & Safety
6 | TAB and Commissioning | Western Mechanical | 07 Testing, TAB & Commissioning | 1 | LS |  | 0 |  |  | 100% |  | 0 | 0 | 0 | 0 |  | Subs & Safety
7 | A/C Commissioning |  | 07 Testing, TAB & Commissioning | 1 | LS |  | 0 |  |  |  | 100% | 0 | 0 | 0 | 0 |  | Subs & Safety
8 | Canning / Piping Plans | Paris Mechanical | 01 Shop Drawings, Permits & Mobilization | 1 | LS |  | 0 | 100% |  |  |  | 0 | 0 | 0 | 0 |  | Subs & Safety
9 | Coring / Scanning |  | 03 Rough-in (Labour) | 1 | LS |  | 0 |  |  |  |  | 0 | 0 | 0 | 0 |  | Subs & Safety
10 | Fixtures Caulking | Paris Mechanical | 04 Finishing (Labour) | 1 | LS |  | 0 | 100% |  |  |  | 0 | 0 | 0 | 0 |  | Subs & Safety
11 | Water Balancing | Western Mechanical | 07 Testing, TAB & Commissioning | 1 | LS |  | 0 | 100% |  |  |  | 0 | 0 | 0 | 0 |  | Subs & Safety
12 | Sump Pumps |  | 06 Fixtures & Equipment Supply | 1 | LS |  | 0 | 100% |  |  |  | 0 | 0 | 0 | 0 |  | Subs & Safety
13 | Chemical Treatment |  | 07 Testing, TAB & Commissioning | 1 | LS |  | 0 |  | 100% |  |  | 0 | 0 | 0 | 0 |  | Subs & Safety
14 | P&H Seismic / Schedule |  | 03 Rough-in (Labour) | 1 | LS |  | 0 | 50% | 50% |  |  | 0 | 0 | 0 | 0 |  | Subs & Safety
15 | HVAC Seismic / Schedule |  | 03 Rough-in (Labour) | 1 | LS |  | 0 |  |  | 50% | 50% | 0 | 0 | 0 | 0 |  | Subs & Safety
16 | As-built Drawings | Paris Mechanical | 08 Completion & Final Documents | 1 | LS |  | 0 |  |  |  |  | 0 | 0 | 0 | 0 |  | Subs & Safety
17 | O&M Manuals | Paris Mechanical | 08 Completion & Final Documents | 1 | LS |  | 0 |  |  |  |  | 0 | 0 | 0 | 0 |  | Subs & Safety
18 | Plumbing Bond |  | 01 Shop Drawings, Permits & Mobilization | 1 | LS |  | 0 | 100% |  |  |  | 0 | 0 | 0 | 0 |  | Subs & Safety
19 | HVAC Bond |  | 01 Shop Drawings, Permits & Mobilization | 1 | LS |  | 0 |  |  | 50% | 50% | 0 | 0 | 0 | 0 |  | Subs & Safety
20 | Welding |  | 03 Rough-in (Labour) | 1 | LS |  | 0 |  |  | 100% |  | 0 | 0 | 0 | 0 |  | Subs & Safety
21 | Gas Service / Other |  | 03 Rough-in (Labour) | 1 | LS |  | 0 |  |  |  |  | 0 | 0 | 0 | 0 |  | Subs & Safety
22 |  |  |  | 1 | LS |  | 0 |  |  |  |  | 0 | 0 | 0 | 0 |  | Subs & Safety
| SUBTRADES TOTAL | [5 empty] | 0 |  |  |  |  | 0 | 0 | 0 | 0
GENERAL CONDITIONS (Qty x Rate)
# | Item | Company / Basis | Phase | Qty | Unit | Rate $ | Amount $ | % P | % H | % V | % AC | Plumbing $ | Hydronic $ | Ventilation $ | A/C $ | Check | COGS Type
1 | Supervision - Plumbing |  | 09 Office, Supervision & General | 24 | months |  | 0 | 100% |  |  |  | 0 | 0 | 0 | 0 |  | Labour
2 | Supervision - Hydronic |  | 09 Office, Supervision & General | 24 | months |  | 0 |  | 100% |  |  | 0 | 0 | 0 | 0 |  | Labour
3 | Supervision - Ventilation |  | 09 Office, Supervision & General | 24 | months |  | 0 |  |  | 100% |  | 0 | 0 | 0 | 0 |  | Labour
4 | Supervision - A/C |  | 09 Office, Supervision & General | 24 | months |  | 0 |  |  |  | 100% | 0 | 0 | 0 | 0 |  | Labour
5 | Health & Safety |  | 09 Office, Supervision & General | 24 | months |  | 0 |  |  |  |  | 0 | 0 | 0 | 0 |  | Subs & Safety
6 | Bonus - Plumbing |  | 09 Office, Supervision & General | 1 | LS |  | 0 | 100% |  |  |  | 0 | 0 | 0 | 0 |  | Labour
7 | Bonus - Hydronic |  | 09 Office, Supervision & General | 1 | LS |  | 0 |  | 100% |  |  | 0 | 0 | 0 | 0 |  | Labour
8 | Bonus - Ventilation |  | 09 Office, Supervision & General | 1 | LS |  | 0 |  |  | 100% |  | 0 | 0 | 0 | 0 |  | Labour
9 | Bonus - A/C |  | 09 Office, Supervision & General | 1 | LS |  | 0 |  |  |  | 100% | 0 | 0 | 0 | 0 |  | Labour
10 | Bonus - Office |  | 09 Office, Supervision & General | 1 | LS |  | 0 |  |  |  |  | 0 | 0 | 0 | 0 |  | Labour
11 | Shop Drawings |  | 01 Shop Drawings, Permits & Mobilization | 1 | LS |  | 0 |  |  |  |  | 0 | 0 | 0 | 0 |  | Other Job Costs
12 | Plumbing & Gas Permit |  | 01 Shop Drawings, Permits & Mobilization | 1 | LS |  | 0 | 100% |  |  |  | 0 | 0 | 0 | 0 |  | Other Job Costs
13 | Prints |  | 01 Shop Drawings, Permits & Mobilization | 1 | LS |  | 0 |  |  |  |  | 0 | 0 | 0 | 0 |  | Other Job Costs
14 | Rentals |  | 09 Office, Supervision & General | 4 | months |  | 0 |  |  |  |  | 0 | 0 | 0 | 0 |  | Other Job Costs
15 | Trailer |  | 09 Office, Supervision & General | 12 | months |  | 0 |  |  |  |  | 0 | 0 | 0 | 0 |  | Other Job Costs
16 | Legal Fees |  | 09 Office, Supervision & General | 24 | months |  | 0 |  |  |  |  | 0 | 0 | 0 | 0 |  | Other Job Costs
17 | Freight |  | 09 Office, Supervision & General | 24 | months |  | 0 |  |  |  |  | 0 | 0 | 0 | 0 |  | Other Job Costs
18 | Warranty Reserve - Plumbing |  | 08 Completion & Final Documents | 1 | LS | 0 | 0 | 100% |  |  |  | 0 | 0 | 0 | 0 |  | Other Job Costs
19 | Warranty Reserve - Hydronic |  | 08 Completion & Final Documents | 1 | LS | 0 | 0 |  | 100% |  |  | 0 | 0 | 0 | 0 |  | Other Job Costs
20 | Warranty Reserve - Ventilation |  | 08 Completion & Final Documents | 1 | LS | 0 | 0 |  |  | 100% |  | 0 | 0 | 0 | 0 |  | Other Job Costs
21 | Warranty Reserve - Air Conditioning |  | 08 Completion & Final Documents | 1 | LS | 0 | 0 |  |  |  | 100% | 0 | 0 | 0 | 0 |  | Other Job Costs
22 | [6 empty] | 0 |  |  |  |  | 0 | 0 | 0 | 0
23 | [6 empty] | 0 |  |  |  |  | 0 | 0 | 0 | 0
24 | [6 empty] | 0 |  |  |  |  | 0 | 0 | 0 | 0
25 | [6 empty] | 0 |  |  |  |  | 0 | 0 | 0 | 0
26 | [6 empty] | 0 |  |  |  |  | 0 | 0 | 0 | 0
27 | [6 empty] | 0 |  |  |  |  | 0 | 0 | 0 | 0
28 | [6 empty] | 0 |  |  |  |  | 0 | 0 | 0 | 0
| GENERAL CONDITIONS TOTAL | [5 empty] | 0 |  |  |  |  | 0 | 0 | 0 | 0
Note on B33: Confirmed: field supervision here is separate from the Foreman & PM share of the crew mix.
Note on B37: Office PM is priced as hours on LABOUR RATES, not here. Knowify charges the Health & Safety Coordinator's time to the job (237 hrs on 405 Marie Place).
Note on R32: Which company cost category this line belongs to. Used for the back-check on BID SUMMARY.

## CONTINGENCY
CONTINGENCY (added to cost before the grand total)
General allowance on budgeted cost, plus any specific risks you want priced. Margin is applied on top.
| General allowance (% of budgeted cost) | 2% | Standard 2% (estimator, Oct 2026). Override per division in column D.
| Division | Budgeted Cost (before contingency) | Allowance % | Allowance $ | Specific Risks $ | TOTAL CONTINGENCY $ | % of Budgeted Cost
| Plumbing | 0 | 2% | 0 | 0 | 0 | 0%
| Hydronic | 0 | 2% | 0 | 0 | 0 | 0%
| Ventilation | 0 | 2% | 0 | 0 | 0 | 0%
| Air Conditioning | 0 | 2% | 0 | 0 | 0 | 0%
| TOTAL | 0 |  | 0 | 0 | 0 | 0%
SPECIFIC RISKS (optional)
# | Risk / Item |  | Div | Amount $ | Notes
1
2
3
4
5
6
7
8
9
10
11
12
13
14
15
16
17
18
19
20
21
22
23
24
25
Examples: schedule compression, winter heat, unclear scope, long-lead price escalation.

## BID SUMMARY
BID SUMMARY: full cost, then margin
438 West Pender Street ¦ 438 West Pender Street, Vancouver | [9 empty] | Bid status: | CHECK
Code | Division | Hours | Labour $ (wage+burden) | Overhead $ | Material $ (incl PST) | Consumables $ | Subtrades $ | Gen. Cond. $ | Contingency $ | TOTAL COST $ | Self-Perform Margin | Sell Price $ | CONTRACT $ (rounded) | Gross Profit $ | Actual Margin | Markup on Cost | Per Unit $ | Per Sq Ft $ | Hrs / Unit | Subs Margin
P | Plumbing | 0 | 0 | 0 | 0 | 0 | 0 | 0 | 0 | 0 | 15% | 0 | 0 | 0 | 0% | 0% | 0 | 0 | 0 | 12%
H | Hydronic | 0 | 0 | 0 | 0 | 0 | 0 | 0 | 0 | 0 | 15% | 0 | 0 | 0 | 0% | 0% | 0 | 0 | 0 | 12%
V | Ventilation | 0 | 0 | 0 | 0 | 0 | 0 | 0 | 0 | 0 | 15% | 0 | 0 | 0 | 0% | 0% | 0 | 0 | 0 | 12%
AC | Air Conditioning | 0 | 0 | 0 | 0 | 0 | 0 | 0 | 0 | 0 | 15% | 0 | 0 | 0 | 0% | 0% | 0 | 0 | 0 | 12%
| TOTAL MECHANICAL | 0 | 0 | 0 | 0 | 0 | 0 | 0 | 0 | 0 |  | 0 | 0 | 0 | 0% | 0% | 0 | 0 | 0
| Sell price = (cost excluding subs) / (1 - self-perform margin) + subs / (1 - subs margin). Contingency sits inside cost, before the grand total. | [10 empty] | GST (not in contract cost) | 0
[12 empty] | Contract + GST | 0
BACK-CHECK vs COMPANY COST BREAKDOWN (% of all costs)
| Category |  | This Bid $ | % of Bid Cost | Knowify Job % | Company Typical % | Bid vs Typical | Flag
| Materials (pipe, fittings, valves) |  | 0 | 0% | 21.74% | 27.25% | -27.25% |  |  | Flag = REVIEW when a category is more than 3 points off your company typical.
| Equipment (fixtures & equipment supply) |  | 0 | 0% | 17.12% | 15.93% | -15.93% |  |  | A one-off job can differ for good reasons; the flag asks you to check, not to change.
| Other Job Costs (+ contingency) |  | 0 | 0% | 0.02009% | 3.05% | -3.05% |  |  | Knowify job % = projected job cost plus overhead on projected hours (KNOWIFY REVIEW).
| Labour |  | 0 | 0% | 24.69% | 21.22% | -21.22%
| Subs & Safety |  | 0 | 0% | 20.44% | 19.08% | -19.08%
| Overhead (admin labour + general) |  | 0 | 0% | 15.99% | 14.05% | -14.05%
| TOTAL COST |  | 0 | 0% | 100% | 100.6%
| Gross profit (% of contract) |  | 0 | 0%
CHECKS (all must read OK before the bid goes out)
| P&H crew mix = 100% and labour ties to wage breakdown | [6 empty] | OK
| HVAC crew mix = 100% and labour ties to wage breakdown | [6 empty] | OK
| P+H crew labour $ = LABOUR RATES P&H cost by wage breakdown | [6 empty] | OK
| V+AC crew labour $ = LABOUR RATES HVAC cost by wage breakdown | [6 empty] | OK
| Office PM hours fully allocated to divisions | [6 empty] | CHECK
| Every estimate row has a valid Div and Phase | [6 empty] | OK
| Subtrades fully allocated to divisions | [6 empty] | OK
| General conditions fully allocated to divisions | [6 empty] | OK
| Level weights total 100% | [6 empty] | OK
| BUDGET total cost = BID SUMMARY total cost (every sub/GC row has a phase) | [6 empty] | OK
| SCHEDULE OF VALUES total = contract | [6 empty] | OK
| Every takeoff line is in the estimate (TAKEOFF CHECK) | [6 empty] | OK
| Every takeoff line with a quantity has a unit cost (TAKEOFF CHECK) | [6 empty] | CHECK
| OVERALL | [6 empty] | CHECK

## BUDGET
PROJECT BUDGET (cost, by division and phase)
438 West Pender Street Quote:
PROJECT ROLL-UP
| Division | Hours | Labour $ | Overhead $ | Material $ (incl consumables) | Subtrades $ | Gen. Cond. $ | Contingency $ | TOTAL COST $ | Margin $ | CONTRACT $
| Plumbing | 0 | 0 | 0 | 0 | 0 | 0 | 0 | 0 | 0 | 0
| Hydronic | 0 | 0 | 0 | 0 | 0 | 0 | 0 | 0 | 0 | 0
| Ventilation | 0 | 0 | 0 | 0 | 0 | 0 | 0 | 0 | 0 | 0
| Air Conditioning | 0 | 0 | 0 | 0 | 0 | 0 | 0 | 0 | 0 | 0
| TOTAL | 0 | 0 | 0 | 0 | 0 | 0 | 0 | 0 | 0 | 0
| Total cost rebuilt from phase detail below (must equal J10) | [7 empty] | 0 | OK
Material on 03/04 rows shows under 05 Material Supply, or 06 Fixtures & Equipment Supply when the row is flagged Equip = Y.
PLUMBING (P)
| Phase | Hours | Labour $ | Overhead $ | Material $ | Subtrades $ | Gen. Cond. $ |  | TOTAL BUDGET $ | % of Division
| 01 Shop Drawings, Permits & Mobilization | 0 | 0 | 0 | 0 | 0 | 0 |  | 0 | 0%
| 02 Foundation & Underground | 0 | 0 | 0 | 0 | 0 | 0 |  | 0 | 0%
| 03 Rough-in (Labour) | 0 | 0 | 0 | 0 | 0 | 0 |  | 0 | 0%
| 04 Finishing (Labour) | 0 | 0 | 0 | 0 | 0 | 0 |  | 0 | 0%
| 05 Material Supply | 0 | 0 | 0 | 0 | 0 | 0 |  | 0 | 0%
| 06 Fixtures & Equipment Supply | 0 | 0 | 0 | 0 | 0 | 0 |  | 0 | 0%
| 07 Testing, TAB & Commissioning | 0 | 0 | 0 | 0 | 0 | 0 |  | 0 | 0%
| 08 Completion & Final Documents | 0 | 0 | 0 | 0 | 0 | 0 |  | 0 | 0%
| 09 Office, Supervision & General | 0 | 0 | 0 | 0 | 0 | 0 |  | 0 | 0%
| Consumables allowance |  |  |  | 0 |  |  |  | 0 | 0%
| Contingency | [7 empty] | 0 | 0%
| TOTAL COST BUDGET | 0 | 0 | 0 | 0 | 0 | 0 |  | 0
| Margin (fee) | [7 empty] | 0
| CONTRACT VALUE | [7 empty] | 0
HYDRONIC (H)
| Phase | Hours | Labour $ | Overhead $ | Material $ | Subtrades $ | Gen. Cond. $ |  | TOTAL BUDGET $ | % of Division
| 01 Shop Drawings, Permits & Mobilization | 0 | 0 | 0 | 0 | 0 | 0 |  | 0 | 0%
| 02 Foundation & Underground | 0 | 0 | 0 | 0 | 0 | 0 |  | 0 | 0%
| 03 Rough-in (Labour) | 0 | 0 | 0 | 0 | 0 | 0 |  | 0 | 0%
| 04 Finishing (Labour) | 0 | 0 | 0 | 0 | 0 | 0 |  | 0 | 0%
| 05 Material Supply | 0 | 0 | 0 | 0 | 0 | 0 |  | 0 | 0%
| 06 Fixtures & Equipment Supply | 0 | 0 | 0 | 0 | 0 | 0 |  | 0 | 0%
| 07 Testing, TAB & Commissioning | 0 | 0 | 0 | 0 | 0 | 0 |  | 0 | 0%
| 08 Completion & Final Documents | 0 | 0 | 0 | 0 | 0 | 0 |  | 0 | 0%
| 09 Office, Supervision & General | 0 | 0 | 0 | 0 | 0 | 0 |  | 0 | 0%
| Consumables allowance |  |  |  | 0 |  |  |  | 0 | 0%
| Contingency | [7 empty] | 0 | 0%
| TOTAL COST BUDGET | 0 | 0 | 0 | 0 | 0 | 0 |  | 0
| Margin (fee) | [7 empty] | 0
| CONTRACT VALUE | [7 empty] | 0
VENTILATION (V)
| Phase | Hours | Labour $ | Overhead $ | Material $ | Subtrades $ | Gen. Cond. $ |  | TOTAL BUDGET $ | % of Division
| 01 Shop Drawings, Permits & Mobilization | 0 | 0 | 0 | 0 | 0 | 0 |  | 0 | 0%
| 02 Foundation & Underground | 0 | 0 | 0 | 0 | 0 | 0 |  | 0 | 0%
| 03 Rough-in (Labour) | 0 | 0 | 0 | 0 | 0 | 0 |  | 0 | 0%
| 04 Finishing (Labour) | 0 | 0 | 0 | 0 | 0 | 0 |  | 0 | 0%
| 05 Material Supply | 0 | 0 | 0 | 0 | 0 | 0 |  | 0 | 0%
| 06 Fixtures & Equipment Supply | 0 | 0 | 0 | 0 | 0 | 0 |  | 0 | 0%
| 07 Testing, TAB & Commissioning | 0 | 0 | 0 | 0 | 0 | 0 |  | 0 | 0%
| 08 Completion & Final Documents | 0 | 0 | 0 | 0 | 0 | 0 |  | 0 | 0%
| 09 Office, Supervision & General | 0 | 0 | 0 | 0 | 0 | 0 |  | 0 | 0%
| Consumables allowance |  |  |  | 0 |  |  |  | 0 | 0%
| Contingency | [7 empty] | 0 | 0%
| TOTAL COST BUDGET | 0 | 0 | 0 | 0 | 0 | 0 |  | 0
| Margin (fee) | [7 empty] | 0
| CONTRACT VALUE | [7 empty] | 0
AIR CONDITIONING (AC)
| Phase | Hours | Labour $ | Overhead $ | Material $ | Subtrades $ | Gen. Cond. $ |  | TOTAL BUDGET $ | % of Division
| 01 Shop Drawings, Permits & Mobilization | 0 | 0 | 0 | 0 | 0 | 0 |  | 0 | 0%
| 02 Foundation & Underground | 0 | 0 | 0 | 0 | 0 | 0 |  | 0 | 0%
| 03 Rough-in (Labour) | 0 | 0 | 0 | 0 | 0 | 0 |  | 0 | 0%
| 04 Finishing (Labour) | 0 | 0 | 0 | 0 | 0 | 0 |  | 0 | 0%
| 05 Material Supply | 0 | 0 | 0 | 0 | 0 | 0 |  | 0 | 0%
| 06 Fixtures & Equipment Supply | 0 | 0 | 0 | 0 | 0 | 0 |  | 0 | 0%
| 07 Testing, TAB & Commissioning | 0 | 0 | 0 | 0 | 0 | 0 |  | 0 | 0%
| 08 Completion & Final Documents | 0 | 0 | 0 | 0 | 0 | 0 |  | 0 | 0%
| 09 Office, Supervision & General | 0 | 0 | 0 | 0 | 0 | 0 |  | 0 | 0%
| Consumables allowance |  |  |  | 0 |  |  |  | 0 | 0%
| Contingency | [7 empty] | 0 | 0%
| TOTAL COST BUDGET | 0 | 0 | 0 | 0 | 0 | 0 |  | 0
| Margin (fee) | [7 empty] | 0
| CONTRACT VALUE | [7 empty] | 0

## SCHEDULE OF VALUES
SCHEDULE OF VALUES
438 West Pender Street 438 West Pender Street, Vancouver GC: Marcon
| Contract value (from BID SUMMARY) | 0
| Total of schedule below | 0 | OK
Line names follow your Knowify setup. Columns J:N are the cost budget for the same line, ready to load into Knowify.
KNOWIFY COST BUDGET (no overhead, no margin)
Item # | Job Phase / Contract Item | Scheduled Value $ | % of Contract | Completed to Date $ | % Complete | Balance to Finish $ | Holdback $ | Material $ | Labour $ | Subtrades $ | Other $ | Hours | Div factor
P | PLUMBING | 0 | 0% | 0 |  | 0 | 0 | 0 | 0 | 0 | 0 | 0 | 0
P-01 | P - Shop Drawings, Permits & Mobilization | 0 | 0% |  | 0% | 0 | 0 | 0 | 0 |  | 0 | 0
P-02 | P - Foundation & Underground | 0 | 0% |  | 0% | 0 | 0 | 0 | 0 |  | 0 | 0
P-03-01 | P - P1 Plumbing Rough-in (Labour) | 0 | 0% |  | 0% | 0 | 0 |  | 0 |  | 0 | 0
P-03-02 | P - L1 Plumbing Rough-in (Labour) | 0 | 0% |  | 0% | 0 | 0 |  | 0 |  | 0 | 0
P-03-03 | P - L2 Plumbing Rough-in (Labour) | 0 | 0% |  | 0% | 0 | 0 |  | 0 |  | 0 | 0
P-03-04 | P - L3 Plumbing Rough-in (Labour) | 0 | 0% |  | 0% | 0 | 0 |  | 0 |  | 0 | 0
P-03-05 | P - L4 Plumbing Rough-in (Labour) | 0 | 0% |  | 0% | 0 | 0 |  | 0 |  | 0 | 0
P-03-06 | P - L5 Plumbing Rough-in (Labour) | 0 | 0% |  | 0% | 0 | 0 |  | 0 |  | 0 | 0
P-03-07 | P - L6 Plumbing Rough-in (Labour) | 0 | 0% |  | 0% | 0 | 0 |  | 0 |  | 0 | 0
P-03-08 | P - L7 Plumbing Rough-in (Labour) | 0 | 0% |  | 0% | 0 | 0 |  | 0 |  | 0 | 0
P-03-09 | P - L8 Plumbing Rough-in (Labour) | 0 | 0% |  | 0% | 0 | 0 |  | 0 |  | 0 | 0
P-03-10 | P - L9 Plumbing Rough-in (Labour) | 0 | 0% |  | 0% | 0 | 0 |  | 0 |  | 0 | 0
P-03-11 | P - L10 Plumbing Rough-in (Labour) | 0 | 0% |  | 0% | 0 | 0 |  | 0 |  | 0 | 0
P-03-12 | P - L11 Plumbing Rough-in (Labour) | 0 | 0% |  | 0% | 0 | 0 |  | 0 |  | 0 | 0
P-03-13 | P - L12 Plumbing Rough-in (Labour) | 0 | 0% |  | 0% | 0 | 0 |  | 0 |  | 0 | 0
P-03-14 | P - L13 Plumbing Rough-in (Labour) | 0 | 0% |  | 0% | 0 | 0 |  | 0 |  | 0 | 0
P-03-15 | P - ROOF Plumbing Rough-in (Labour) | 0 | 0% |  | 0% | 0 | 0 |  | 0 |  | 0 | 0
P-03-16 |  | 0 | 0% |  | 0% | 0 | 0 |  | 0 |  | 0 | 0
P-03-17 |  | 0 | 0% |  | 0% | 0 | 0 |  | 0 |  | 0 | 0
P-03-18 |  | 0 | 0% |  | 0% | 0 | 0 |  | 0 |  | 0 | 0
P-03-19 |  | 0 | 0% |  | 0% | 0 | 0 |  | 0 |  | 0 | 0
P-03-20 |  | 0 | 0% |  | 0% | 0 | 0 |  | 0 |  | 0 | 0
P-03-21 |  | 0 | 0% |  | 0% | 0 | 0 |  | 0 |  | 0 | 0
P-03-22 |  | 0 | 0% |  | 0% | 0 | 0 |  | 0 |  | 0 | 0
P-03-23 |  | 0 | 0% |  | 0% | 0 | 0 |  | 0 |  | 0 | 0
P-03-24 |  | 0 | 0% |  | 0% | 0 | 0 |  | 0 |  | 0 | 0
P-04-01 | P - P1 Plumbing Finishing (Labour) | 0 | 0% |  | 0% | 0 | 0 |  | 0 |  | 0 | 0
P-04-02 | P - L1 Plumbing Finishing (Labour) | 0 | 0% |  | 0% | 0 | 0 |  | 0 |  | 0 | 0
P-04-03 | P - L2 Plumbing Finishing (Labour) | 0 | 0% |  | 0% | 0 | 0 |  | 0 |  | 0 | 0
P-04-04 | P - L3 Plumbing Finishing (Labour) | 0 | 0% |  | 0% | 0 | 0 |  | 0 |  | 0 | 0
P-04-05 | P - L4 Plumbing Finishing (Labour) | 0 | 0% |  | 0% | 0 | 0 |  | 0 |  | 0 | 0
P-04-06 | P - L5 Plumbing Finishing (Labour) | 0 | 0% |  | 0% | 0 | 0 |  | 0 |  | 0 | 0
P-04-07 | P - L6 Plumbing Finishing (Labour) | 0 | 0% |  | 0% | 0 | 0 |  | 0 |  | 0 | 0
P-04-08 | P - L7 Plumbing Finishing (Labour) | 0 | 0% |  | 0% | 0 | 0 |  | 0 |  | 0 | 0
P-04-09 | P - L8 Plumbing Finishing (Labour) | 0 | 0% |  | 0% | 0 | 0 |  | 0 |  | 0 | 0
P-04-10 | P - L9 Plumbing Finishing (Labour) | 0 | 0% |  | 0% | 0 | 0 |  | 0 |  | 0 | 0
P-04-11 | P - L10 Plumbing Finishing (Labour) | 0 | 0% |  | 0% | 0 | 0 |  | 0 |  | 0 | 0
P-04-12 | P - L11 Plumbing Finishing (Labour) | 0 | 0% |  | 0% | 0 | 0 |  | 0 |  | 0 | 0
P-04-13 | P - L12 Plumbing Finishing (Labour) | 0 | 0% |  | 0% | 0 | 0 |  | 0 |  | 0 | 0
P-04-14 | P - L13 Plumbing Finishing (Labour) | 0 | 0% |  | 0% | 0 | 0 |  | 0 |  | 0 | 0
P-04-15 | P - ROOF Plumbing Finishing (Labour) | 0 | 0% |  | 0% | 0 | 0 |  | 0 |  | 0 | 0
P-04-16 |  | 0 | 0% |  | 0% | 0 | 0 |  | 0 |  | 0 | 0
P-04-17 |  | 0 | 0% |  | 0% | 0 | 0 |  | 0 |  | 0 | 0
P-04-18 |  | 0 | 0% |  | 0% | 0 | 0 |  | 0 |  | 0 | 0
P-04-19 |  | 0 | 0% |  | 0% | 0 | 0 |  | 0 |  | 0 | 0
P-04-20 |  | 0 | 0% |  | 0% | 0 | 0 |  | 0 |  | 0 | 0
P-04-21 |  | 0 | 0% |  | 0% | 0 | 0 |  | 0 |  | 0 | 0
P-04-22 |  | 0 | 0% |  | 0% | 0 | 0 |  | 0 |  | 0 | 0
P-04-23 |  | 0 | 0% |  | 0% | 0 | 0 |  | 0 |  | 0 | 0
P-04-24 |  | 0 | 0% |  | 0% | 0 | 0 |  | 0 |  | 0 | 0
P-05 | P - Material Supply | 0 | 0% |  | 0% | 0 | 0 | 0 | 0 |  | 0 | 0
P-06 | P - Fixtures & Equipment Supply | 0 | 0% |  | 0% | 0 | 0 | 0 | 0 |  | 0 | 0
P-07 | P - Testing, TAB & Commissioning | 0 | 0% |  | 0% | 0 | 0 | 0 | 0 |  | 0 | 0
P-08 | P - Completion & Final Documents | 0 | 0% |  | 0% | 0 | 0 | 0 | 0 |  | 0 | 0
P-09 | P - Office, Supervision & General | 0 | 0% |  | 0% | 0 | 0 | 0 | 0 |  | 0 | 0
P-S01 | P - Insulation and Heat Trace | 0 | 0% |  | 0% | 0 | 0 |  |  | 0
P-S02 | P - Duct Insulation | 0 | 0% |  | 0% | 0 | 0 |  |  | 0
P-S03 | P - Fire Sprinklers | 0 | 0% |  | 0% | 0 | 0 |  |  | 0
P-S04 | P - P&H Controls | 0 | 0% |  | 0% | 0 | 0 |  |  | 0
P-S05 | P - HVAC Controls | 0 | 0% |  | 0% | 0 | 0 |  |  | 0
P-S06 | P - TAB and Commissioning | 0 | 0% |  | 0% | 0 | 0 |  |  | 0
P-S07 | P - A/C Commissioning | 0 | 0% |  | 0% | 0 | 0 |  |  | 0
P-S08 | P - Canning / Piping Plans | 0 | 0% |  | 0% | 0 | 0 |  |  | 0
P-S09 | P - Coring / Scanning | 0 | 0% |  | 0% | 0 | 0 |  |  | 0
P-S10 | P - Fixtures Caulking | 0 | 0% |  | 0% | 0 | 0 |  |  | 0
P-S11 | P - Water Balancing | 0 | 0% |  | 0% | 0 | 0 |  |  | 0
P-S12 | P - Sump Pumps | 0 | 0% |  | 0% | 0 | 0 |  |  | 0
P-S13 | P - Chemical Treatment | 0 | 0% |  | 0% | 0 | 0 |  |  | 0
P-S14 | P - P&H Seismic / Schedule | 0 | 0% |  | 0% | 0 | 0 |  |  | 0
P-S15 | P - HVAC Seismic / Schedule | 0 | 0% |  | 0% | 0 | 0 |  |  | 0
P-S16 | P - As-built Drawings | 0 | 0% |  | 0% | 0 | 0 |  |  | 0
P-S17 | P - O&M Manuals | 0 | 0% |  | 0% | 0 | 0 |  |  | 0
P-S18 | P - Plumbing Bond | 0 | 0% |  | 0% | 0 | 0 |  |  | 0
P-S19 | P - HVAC Bond | 0 | 0% |  | 0% | 0 | 0 |  |  | 0
P-S20 | P - Welding | 0 | 0% |  | 0% | 0 | 0 |  |  | 0
P-S21 | P - Gas Service / Other | 0 | 0% |  | 0% | 0 | 0 |  |  | 0
P-S22 |  | 0 | 0% |  | 0% | 0 | 0 |  |  | 0
H | HYDRONIC | 0 | 0% | 0 |  | 0 | 0 | 0 | 0 | 0 | 0 | 0 | 0
H-01 | H - Shop Drawings, Permits & Mobilization | 0 | 0% |  | 0% | 0 | 0 | 0 | 0 |  | 0 | 0
H-02 | H - Foundation & Underground | 0 | 0% |  | 0% | 0 | 0 | 0 | 0 |  | 0 | 0
H-03-01 | H - P1 Hydronic Rough-in (Labour) | 0 | 0% |  | 0% | 0 | 0 |  | 0 |  | 0 | 0
H-03-02 | H - L1 Hydronic Rough-in (Labour) | 0 | 0% |  | 0% | 0 | 0 |  | 0 |  | 0 | 0
H-03-03 | H - L2 Hydronic Rough-in (Labour) | 0 | 0% |  | 0% | 0 | 0 |  | 0 |  | 0 | 0
H-03-04 | H - L3 Hydronic Rough-in (Labour) | 0 | 0% |  | 0% | 0 | 0 |  | 0 |  | 0 | 0
H-03-05 | H - L4 Hydronic Rough-in (Labour) | 0 | 0% |  | 0% | 0 | 0 |  | 0 |  | 0 | 0
H-03-06 | H - L5 Hydronic Rough-in (Labour) | 0 | 0% |  | 0% | 0 | 0 |  | 0 |  | 0 | 0
H-03-07 | H - L6 Hydronic Rough-in (Labour) | 0 | 0% |  | 0% | 0 | 0 |  | 0 |  | 0 | 0
H-03-08 | H - L7 Hydronic Rough-in (Labour) | 0 | 0% |  | 0% | 0 | 0 |  | 0 |  | 0 | 0
H-03-09 | H - L8 Hydronic Rough-in (Labour) | 0 | 0% |  | 0% | 0 | 0 |  | 0 |  | 0 | 0
H-03-10 | H - L9 Hydronic Rough-in (Labour) | 0 | 0% |  | 0% | 0 | 0 |  | 0 |  | 0 | 0
H-03-11 | H - L10 Hydronic Rough-in (Labour) | 0 | 0% |  | 0% | 0 | 0 |  | 0 |  | 0 | 0
H-03-12 | H - L11 Hydronic Rough-in (Labour) | 0 | 0% |  | 0% | 0 | 0 |  | 0 |  | 0 | 0
H-03-13 | H - L12 Hydronic Rough-in (Labour) | 0 | 0% |  | 0% | 0 | 0 |  | 0 |  | 0 | 0
H-03-14 | H - L13 Hydronic Rough-in (Labour) | 0 | 0% |  | 0% | 0 | 0 |  | 0 |  | 0 | 0
H-03-15 | H - ROOF Hydronic Rough-in (Labour) | 0 | 0% |  | 0% | 0 | 0 |  | 0 |  | 0 | 0
H-03-16 |  | 0 | 0% |  | 0% | 0 | 0 |  | 0 |  | 0 | 0
H-03-17 |  | 0 | 0% |  | 0% | 0 | 0 |  | 0 |  | 0 | 0
H-03-18 |  | 0 | 0% |  | 0% | 0 | 0 |  | 0 |  | 0 | 0
H-03-19 |  | 0 | 0% |  | 0% | 0 | 0 |  | 0 |  | 0 | 0
H-03-20 |  | 0 | 0% |  | 0% | 0 | 0 |  | 0 |  | 0 | 0
H-03-21 |  | 0 | 0% |  | 0% | 0 | 0 |  | 0 |  | 0 | 0
H-03-22 |  | 0 | 0% |  | 0% | 0 | 0 |  | 0 |  | 0 | 0
H-03-23 |  | 0 | 0% |  | 0% | 0 | 0 |  | 0 |  | 0 | 0
H-03-24 |  | 0 | 0% |  | 0% | 0 | 0 |  | 0 |  | 0 | 0
H-04-01 | H - P1 Hydronic Finishing (Labour) | 0 | 0% |  | 0% | 0 | 0 |  | 0 |  | 0 | 0
H-04-02 | H - L1 Hydronic Finishing (Labour) | 0 | 0% |  | 0% | 0 | 0 |  | 0 |  | 0 | 0
H-04-03 | H - L2 Hydronic Finishing (Labour) | 0 | 0% |  | 0% | 0 | 0 |  | 0 |  | 0 | 0
H-04-04 | H - L3 Hydronic Finishing (Labour) | 0 | 0% |  | 0% | 0 | 0 |  | 0 |  | 0 | 0
H-04-05 | H - L4 Hydronic Finishing (Labour) | 0 | 0% |  | 0% | 0 | 0 |  | 0 |  | 0 | 0
H-04-06 | H - L5 Hydronic Finishing (Labour) | 0 | 0% |  | 0% | 0 | 0 |  | 0 |  | 0 | 0
H-04-07 | H - L6 Hydronic Finishing (Labour) | 0 | 0% |  | 0% | 0 | 0 |  | 0 |  | 0 | 0
H-04-08 | H - L7 Hydronic Finishing (Labour) | 0 | 0% |  | 0% | 0 | 0 |  | 0 |  | 0 | 0
H-04-09 | H - L8 Hydronic Finishing (Labour) | 0 | 0% |  | 0% | 0 | 0 |  | 0 |  | 0 | 0
H-04-10 | H - L9 Hydronic Finishing (Labour) | 0 | 0% |  | 0% | 0 | 0 |  | 0 |  | 0 | 0
H-04-11 | H - L10 Hydronic Finishing (Labour) | 0 | 0% |  | 0% | 0 | 0 |  | 0 |  | 0 | 0
H-04-12 | H - L11 Hydronic Finishing (Labour) | 0 | 0% |  | 0% | 0 | 0 |  | 0 |  | 0 | 0
H-04-13 | H - L12 Hydronic Finishing (Labour) | 0 | 0% |  | 0% | 0 | 0 |  | 0 |  | 0 | 0
H-04-14 | H - L13 Hydronic Finishing (Labour) | 0 | 0% |  | 0% | 0 | 0 |  | 0 |  | 0 | 0
H-04-15 | H - ROOF Hydronic Finishing (Labour) | 0 | 0% |  | 0% | 0 | 0 |  | 0 |  | 0 | 0
H-04-16 |  | 0 | 0% |  | 0% | 0 | 0 |  | 0 |  | 0 | 0
H-04-17 |  | 0 | 0% |  | 0% | 0 | 0 |  | 0 |  | 0 | 0
H-04-18 |  | 0 | 0% |  | 0% | 0 | 0 |  | 0 |  | 0 | 0
H-04-19 |  | 0 | 0% |  | 0% | 0 | 0 |  | 0 |  | 0 | 0
H-04-20 |  | 0 | 0% |  | 0% | 0 | 0 |  | 0 |  | 0 | 0
H-04-21 |  | 0 | 0% |  | 0% | 0 | 0 |  | 0 |  | 0 | 0
H-04-22 |  | 0 | 0% |  | 0% | 0 | 0 |  | 0 |  | 0 | 0
H-04-23 |  | 0 | 0% |  | 0% | 0 | 0 |  | 0 |  | 0 | 0
H-04-24 |  | 0 | 0% |  | 0% | 0 | 0 |  | 0 |  | 0 | 0
H-05 | H - Material Supply | 0 | 0% |  | 0% | 0 | 0 | 0 | 0 |  | 0 | 0
H-06 | H - Fixtures & Equipment Supply | 0 | 0% |  | 0% | 0 | 0 | 0 | 0 |  | 0 | 0
H-07 | H - Testing, TAB & Commissioning | 0 | 0% |  | 0% | 0 | 0 | 0 | 0 |  | 0 | 0
H-08 | H - Completion & Final Documents | 0 | 0% |  | 0% | 0 | 0 | 0 | 0 |  | 0 | 0
H-09 | H - Office, Supervision & General | 0 | 0% |  | 0% | 0 | 0 | 0 | 0 |  | 0 | 0
H-S01 | H - Insulation and Heat Trace | 0 | 0% |  | 0% | 0 | 0 |  |  | 0
H-S02 | H - Duct Insulation | 0 | 0% |  | 0% | 0 | 0 |  |  | 0
H-S03 | H - Fire Sprinklers | 0 | 0% |  | 0% | 0 | 0 |  |  | 0
H-S04 | H - P&H Controls | 0 | 0% |  | 0% | 0 | 0 |  |  | 0
H-S05 | H - HVAC Controls | 0 | 0% |  | 0% | 0 | 0 |  |  | 0
H-S06 | H - TAB and Commissioning | 0 | 0% |  | 0% | 0 | 0 |  |  | 0
H-S07 | H - A/C Commissioning | 0 | 0% |  | 0% | 0 | 0 |  |  | 0
H-S08 | H - Canning / Piping Plans | 0 | 0% |  | 0% | 0 | 0 |  |  | 0
H-S09 | H - Coring / Scanning | 0 | 0% |  | 0% | 0 | 0 |  |  | 0
H-S10 | H - Fixtures Caulking | 0 | 0% |  | 0% | 0 | 0 |  |  | 0
H-S11 | H - Water Balancing | 0 | 0% |  | 0% | 0 | 0 |  |  | 0
H-S12 | H - Sump Pumps | 0 | 0% |  | 0% | 0 | 0 |  |  | 0
H-S13 | H - Chemical Treatment | 0 | 0% |  | 0% | 0 | 0 |  |  | 0
H-S14 | H - P&H Seismic / Schedule | 0 | 0% |  | 0% | 0 | 0 |  |  | 0
H-S15 | H - HVAC Seismic / Schedule | 0 | 0% |  | 0% | 0 | 0 |  |  | 0
H-S16 | H - As-built Drawings | 0 | 0% |  | 0% | 0 | 0 |  |  | 0
H-S17 | H - O&M Manuals | 0 | 0% |  | 0% | 0 | 0 |  |  | 0
H-S18 | H - Plumbing Bond | 0 | 0% |  | 0% | 0 | 0 |  |  | 0
H-S19 | H - HVAC Bond | 0 | 0% |  | 0% | 0 | 0 |  |  | 0
H-S20 | H - Welding | 0 | 0% |  | 0% | 0 | 0 |  |  | 0
H-S21 | H - Gas Service / Other | 0 | 0% |  | 0% | 0 | 0 |  |  | 0
H-S22 |  | 0 | 0% |  | 0% | 0 | 0 |  |  | 0
V | VENTILATION | 0 | 0% | 0 |  | 0 | 0 | 0 | 0 | 0 | 0 | 0 | 0
V-01 | V - Shop Drawings, Permits & Mobilization | 0 | 0% |  | 0% | 0 | 0 | 0 | 0 |  | 0 | 0
V-02 | V - Foundation & Underground | 0 | 0% |  | 0% | 0 | 0 | 0 | 0 |  | 0 | 0
V-03-01 | V - P1 Ventilation Rough-in (Labour) | 0 | 0% |  | 0% | 0 | 0 |  | 0 |  | 0 | 0
V-03-02 | V - L1 Ventilation Rough-in (Labour) | 0 | 0% |  | 0% | 0 | 0 |  | 0 |  | 0 | 0
V-03-03 | V - L2 Ventilation Rough-in (Labour) | 0 | 0% |  | 0% | 0 | 0 |  | 0 |  | 0 | 0
V-03-04 | V - L3 Ventilation Rough-in (Labour) | 0 | 0% |  | 0% | 0 | 0 |  | 0 |  | 0 | 0
V-03-05 | V - L4 Ventilation Rough-in (Labour) | 0 | 0% |  | 0% | 0 | 0 |  | 0 |  | 0 | 0
V-03-06 | V - L5 Ventilation Rough-in (Labour) | 0 | 0% |  | 0% | 0 | 0 |  | 0 |  | 0 | 0
V-03-07 | V - L6 Ventilation Rough-in (Labour) | 0 | 0% |  | 0% | 0 | 0 |  | 0 |  | 0 | 0
V-03-08 | V - L7 Ventilation Rough-in (Labour) | 0 | 0% |  | 0% | 0 | 0 |  | 0 |  | 0 | 0
V-03-09 | V - L8 Ventilation Rough-in (Labour) | 0 | 0% |  | 0% | 0 | 0 |  | 0 |  | 0 | 0
V-03-10 | V - L9 Ventilation Rough-in (Labour) | 0 | 0% |  | 0% | 0 | 0 |  | 0 |  | 0 | 0
V-03-11 | V - L10 Ventilation Rough-in (Labour) | 0 | 0% |  | 0% | 0 | 0 |  | 0 |  | 0 | 0
V-03-12 | V - L11 Ventilation Rough-in (Labour) | 0 | 0% |  | 0% | 0 | 0 |  | 0 |  | 0 | 0
V-03-13 | V - L12 Ventilation Rough-in (Labour) | 0 | 0% |  | 0% | 0 | 0 |  | 0 |  | 0 | 0
V-03-14 | V - L13 Ventilation Rough-in (Labour) | 0 | 0% |  | 0% | 0 | 0 |  | 0 |  | 0 | 0
V-03-15 | V - ROOF Ventilation Rough-in (Labour) | 0 | 0% |  | 0% | 0 | 0 |  | 0 |  | 0 | 0
V-03-16 |  | 0 | 0% |  | 0% | 0 | 0 |  | 0 |  | 0 | 0
V-03-17 |  | 0 | 0% |  | 0% | 0 | 0 |  | 0 |  | 0 | 0
V-03-18 |  | 0 | 0% |  | 0% | 0 | 0 |  | 0 |  | 0 | 0
V-03-19 |  | 0 | 0% |  | 0% | 0 | 0 |  | 0 |  | 0 | 0
V-03-20 |  | 0 | 0% |  | 0% | 0 | 0 |  | 0 |  | 0 | 0
V-03-21 |  | 0 | 0% |  | 0% | 0 | 0 |  | 0 |  | 0 | 0
V-03-22 |  | 0 | 0% |  | 0% | 0 | 0 |  | 0 |  | 0 | 0
V-03-23 |  | 0 | 0% |  | 0% | 0 | 0 |  | 0 |  | 0 | 0
V-03-24 |  | 0 | 0% |  | 0% | 0 | 0 |  | 0 |  | 0 | 0
V-04-01 | V - P1 Ventilation Finishing (Labour) | 0 | 0% |  | 0% | 0 | 0 |  | 0 |  | 0 | 0
V-04-02 | V - L1 Ventilation Finishing (Labour) | 0 | 0% |  | 0% | 0 | 0 |  | 0 |  | 0 | 0
V-04-03 | V - L2 Ventilation Finishing (Labour) | 0 | 0% |  | 0% | 0 | 0 |  | 0 |  | 0 | 0
V-04-04 | V - L3 Ventilation Finishing (Labour) | 0 | 0% |  | 0% | 0 | 0 |  | 0 |  | 0 | 0
V-04-05 | V - L4 Ventilation Finishing (Labour) | 0 | 0% |  | 0% | 0 | 0 |  | 0 |  | 0 | 0
V-04-06 | V - L5 Ventilation Finishing (Labour) | 0 | 0% |  | 0% | 0 | 0 |  | 0 |  | 0 | 0
V-04-07 | V - L6 Ventilation Finishing (Labour) | 0 | 0% |  | 0% | 0 | 0 |  | 0 |  | 0 | 0
V-04-08 | V - L7 Ventilation Finishing (Labour) | 0 | 0% |  | 0% | 0 | 0 |  | 0 |  | 0 | 0
V-04-09 | V - L8 Ventilation Finishing (Labour) | 0 | 0% |  | 0% | 0 | 0 |  | 0 |  | 0 | 0
V-04-10 | V - L9 Ventilation Finishing (Labour) | 0 | 0% |  | 0% | 0 | 0 |  | 0 |  | 0 | 0
V-04-11 | V - L10 Ventilation Finishing (Labour) | 0 | 0% |  | 0% | 0 | 0 |  | 0 |  | 0 | 0
V-04-12 | V - L11 Ventilation Finishing (Labour) | 0 | 0% |  | 0% | 0 | 0 |  | 0 |  | 0 | 0
V-04-13 | V - L12 Ventilation Finishing (Labour) | 0 | 0% |  | 0% | 0 | 0 |  | 0 |  | 0 | 0
V-04-14 | V - L13 Ventilation Finishing (Labour) | 0 | 0% |  | 0% | 0 | 0 |  | 0 |  | 0 | 0
V-04-15 | V - ROOF Ventilation Finishing (Labour) | 0 | 0% |  | 0% | 0 | 0 |  | 0 |  | 0 | 0
V-04-16 |  | 0 | 0% |  | 0% | 0 | 0 |  | 0 |  | 0 | 0
V-04-17 |  | 0 | 0% |  | 0% | 0 | 0 |  | 0 |  | 0 | 0
V-04-18 |  | 0 | 0% |  | 0% | 0 | 0 |  | 0 |  | 0 | 0
V-04-19 |  | 0 | 0% |  | 0% | 0 | 0 |  | 0 |  | 0 | 0
V-04-20 |  | 0 | 0% |  | 0% | 0 | 0 |  | 0 |  | 0 | 0
V-04-21 |  | 0 | 0% |  | 0% | 0 | 0 |  | 0 |  | 0 | 0
V-04-22 |  | 0 | 0% |  | 0% | 0 | 0 |  | 0 |  | 0 | 0
V-04-23 |  | 0 | 0% |  | 0% | 0 | 0 |  | 0 |  | 0 | 0
V-04-24 |  | 0 | 0% |  | 0% | 0 | 0 |  | 0 |  | 0 | 0
V-05 | V - Material Supply | 0 | 0% |  | 0% | 0 | 0 | 0 | 0 |  | 0 | 0
V-06 | V - Fixtures & Equipment Supply | 0 | 0% |  | 0% | 0 | 0 | 0 | 0 |  | 0 | 0
V-07 | V - Testing, TAB & Commissioning | 0 | 0% |  | 0% | 0 | 0 | 0 | 0 |  | 0 | 0
V-08 | V - Completion & Final Documents | 0 | 0% |  | 0% | 0 | 0 | 0 | 0 |  | 0 | 0
V-09 | V - Office, Supervision & General | 0 | 0% |  | 0% | 0 | 0 | 0 | 0 |  | 0 | 0
V-S01 | V - Insulation and Heat Trace | 0 | 0% |  | 0% | 0 | 0 |  |  | 0
V-S02 | V - Duct Insulation | 0 | 0% |  | 0% | 0 | 0 |  |  | 0
V-S03 | V - Fire Sprinklers | 0 | 0% |  | 0% | 0 | 0 |  |  | 0
V-S04 | V - P&H Controls | 0 | 0% |  | 0% | 0 | 0 |  |  | 0
V-S05 | V - HVAC Controls | 0 | 0% |  | 0% | 0 | 0 |  |  | 0
V-S06 | V - TAB and Commissioning | 0 | 0% |  | 0% | 0 | 0 |  |  | 0
V-S07 | V - A/C Commissioning | 0 | 0% |  | 0% | 0 | 0 |  |  | 0
V-S08 | V - Canning / Piping Plans | 0 | 0% |  | 0% | 0 | 0 |  |  | 0
V-S09 | V - Coring / Scanning | 0 | 0% |  | 0% | 0 | 0 |  |  | 0
V-S10 | V - Fixtures Caulking | 0 | 0% |  | 0% | 0 | 0 |  |  | 0
V-S11 | V - Water Balancing | 0 | 0% |  | 0% | 0 | 0 |  |  | 0
V-S12 | V - Sump Pumps | 0 | 0% |  | 0% | 0 | 0 |  |  | 0
V-S13 | V - Chemical Treatment | 0 | 0% |  | 0% | 0 | 0 |  |  | 0
V-S14 | V - P&H Seismic / Schedule | 0 | 0% |  | 0% | 0 | 0 |  |  | 0
V-S15 | V - HVAC Seismic / Schedule | 0 | 0% |  | 0% | 0 | 0 |  |  | 0
V-S16 | V - As-built Drawings | 0 | 0% |  | 0% | 0 | 0 |  |  | 0
V-S17 | V - O&M Manuals | 0 | 0% |  | 0% | 0 | 0 |  |  | 0
V-S18 | V - Plumbing Bond | 0 | 0% |  | 0% | 0 | 0 |  |  | 0
V-S19 | V - HVAC Bond | 0 | 0% |  | 0% | 0 | 0 |  |  | 0
V-S20 | V - Welding | 0 | 0% |  | 0% | 0 | 0 |  |  | 0
V-S21 | V - Gas Service / Other | 0 | 0% |  | 0% | 0 | 0 |  |  | 0
V-S22 |  | 0 | 0% |  | 0% | 0 | 0 |  |  | 0
AC | AIR CONDITIONING | 0 | 0% | 0 |  | 0 | 0 | 0 | 0 | 0 | 0 | 0 | 0
AC-01 | AC - Shop Drawings, Permits & Mobilization | 0 | 0% |  | 0% | 0 | 0 | 0 | 0 |  | 0 | 0
AC-02 | AC - Foundation & Underground | 0 | 0% |  | 0% | 0 | 0 | 0 | 0 |  | 0 | 0
AC-03-01 | AC - P1 Air Conditioning Rough-in (Labour) | 0 | 0% |  | 0% | 0 | 0 |  | 0 |  | 0 | 0
AC-03-02 | AC - L1 Air Conditioning Rough-in (Labour) | 0 | 0% |  | 0% | 0 | 0 |  | 0 |  | 0 | 0
AC-03-03 | AC - L2 Air Conditioning Rough-in (Labour) | 0 | 0% |  | 0% | 0 | 0 |  | 0 |  | 0 | 0
AC-03-04 | AC - L3 Air Conditioning Rough-in (Labour) | 0 | 0% |  | 0% | 0 | 0 |  | 0 |  | 0 | 0
AC-03-05 | AC - L4 Air Conditioning Rough-in (Labour) | 0 | 0% |  | 0% | 0 | 0 |  | 0 |  | 0 | 0
AC-03-06 | AC - L5 Air Conditioning Rough-in (Labour) | 0 | 0% |  | 0% | 0 | 0 |  | 0 |  | 0 | 0
AC-03-07 | AC - L6 Air Conditioning Rough-in (Labour) | 0 | 0% |  | 0% | 0 | 0 |  | 0 |  | 0 | 0
AC-03-08 | AC - L7 Air Conditioning Rough-in (Labour) | 0 | 0% |  | 0% | 0 | 0 |  | 0 |  | 0 | 0
AC-03-09 | AC - L8 Air Conditioning Rough-in (Labour) | 0 | 0% |  | 0% | 0 | 0 |  | 0 |  | 0 | 0
AC-03-10 | AC - L9 Air Conditioning Rough-in (Labour) | 0 | 0% |  | 0% | 0 | 0 |  | 0 |  | 0 | 0
AC-03-11 | AC - L10 Air Conditioning Rough-in (Labour) | 0 | 0% |  | 0% | 0 | 0 |  | 0 |  | 0 | 0
AC-03-12 | AC - L11 Air Conditioning Rough-in (Labour) | 0 | 0% |  | 0% | 0 | 0 |  | 0 |  | 0 | 0
AC-03-13 | AC - L12 Air Conditioning Rough-in (Labour) | 0 | 0% |  | 0% | 0 | 0 |  | 0 |  | 0 | 0
AC-03-14 | AC - L13 Air Conditioning Rough-in (Labour) | 0 | 0% |  | 0% | 0 | 0 |  | 0 |  | 0 | 0
AC-03-15 | AC - ROOF Air Conditioning Rough-in (Labour) | 0 | 0% |  | 0% | 0 | 0 |  | 0 |  | 0 | 0
AC-03-16 |  | 0 | 0% |  | 0% | 0 | 0 |  | 0 |  | 0 | 0
AC-03-17 |  | 0 | 0% |  | 0% | 0 | 0 |  | 0 |  | 0 | 0
AC-03-18 |  | 0 | 0% |  | 0% | 0 | 0 |  | 0 |  | 0 | 0
AC-03-19 |  | 0 | 0% |  | 0% | 0 | 0 |  | 0 |  | 0 | 0
AC-03-20 |  | 0 | 0% |  | 0% | 0 | 0 |  | 0 |  | 0 | 0
AC-03-21 |  | 0 | 0% |  | 0% | 0 | 0 |  | 0 |  | 0 | 0
AC-03-22 |  | 0 | 0% |  | 0% | 0 | 0 |  | 0 |  | 0 | 0
AC-03-23 |  | 0 | 0% |  | 0% | 0 | 0 |  | 0 |  | 0 | 0
AC-03-24 |  | 0 | 0% |  | 0% | 0 | 0 |  | 0 |  | 0 | 0
AC-04-01 | AC - P1 Air Conditioning Finishing (Labour) | 0 | 0% |  | 0% | 0 | 0 |  | 0 |  | 0 | 0
AC-04-02 | AC - L1 Air Conditioning Finishing (Labour) | 0 | 0% |  | 0% | 0 | 0 |  | 0 |  | 0 | 0
AC-04-03 | AC - L2 Air Conditioning Finishing (Labour) | 0 | 0% |  | 0% | 0 | 0 |  | 0 |  | 0 | 0
AC-04-04 | AC - L3 Air Conditioning Finishing (Labour) | 0 | 0% |  | 0% | 0 | 0 |  | 0 |  | 0 | 0
AC-04-05 | AC - L4 Air Conditioning Finishing (Labour) | 0 | 0% |  | 0% | 0 | 0 |  | 0 |  | 0 | 0
AC-04-06 | AC - L5 Air Conditioning Finishing (Labour) | 0 | 0% |  | 0% | 0 | 0 |  | 0 |  | 0 | 0
AC-04-07 | AC - L6 Air Conditioning Finishing (Labour) | 0 | 0% |  | 0% | 0 | 0 |  | 0 |  | 0 | 0
AC-04-08 | AC - L7 Air Conditioning Finishing (Labour) | 0 | 0% |  | 0% | 0 | 0 |  | 0 |  | 0 | 0
AC-04-09 | AC - L8 Air Conditioning Finishing (Labour) | 0 | 0% |  | 0% | 0 | 0 |  | 0 |  | 0 | 0
AC-04-10 | AC - L9 Air Conditioning Finishing (Labour) | 0 | 0% |  | 0% | 0 | 0 |  | 0 |  | 0 | 0
AC-04-11 | AC - L10 Air Conditioning Finishing (Labour) | 0 | 0% |  | 0% | 0 | 0 |  | 0 |  | 0 | 0
AC-04-12 | AC - L11 Air Conditioning Finishing (Labour) | 0 | 0% |  | 0% | 0 | 0 |  | 0 |  | 0 | 0
AC-04-13 | AC - L12 Air Conditioning Finishing (Labour) | 0 | 0% |  | 0% | 0 | 0 |  | 0 |  | 0 | 0
AC-04-14 | AC - L13 Air Conditioning Finishing (Labour) | 0 | 0% |  | 0% | 0 | 0 |  | 0 |  | 0 | 0
AC-04-15 | AC - ROOF Air Conditioning Finishing (Labour) | 0 | 0% |  | 0% | 0 | 0 |  | 0 |  | 0 | 0
AC-04-16 |  | 0 | 0% |  | 0% | 0 | 0 |  | 0 |  | 0 | 0
AC-04-17 |  | 0 | 0% |  | 0% | 0 | 0 |  | 0 |  | 0 | 0
AC-04-18 |  | 0 | 0% |  | 0% | 0 | 0 |  | 0 |  | 0 | 0
AC-04-19 |  | 0 | 0% |  | 0% | 0 | 0 |  | 0 |  | 0 | 0
AC-04-20 |  | 0 | 0% |  | 0% | 0 | 0 |  | 0 |  | 0 | 0
AC-04-21 |  | 0 | 0% |  | 0% | 0 | 0 |  | 0 |  | 0 | 0
AC-04-22 |  | 0 | 0% |  | 0% | 0 | 0 |  | 0 |  | 0 | 0
AC-04-23 |  | 0 | 0% |  | 0% | 0 | 0 |  | 0 |  | 0 | 0
AC-04-24 |  | 0 | 0% |  | 0% | 0 | 0 |  | 0 |  | 0 | 0
AC-05 | AC - Material Supply | 0 | 0% |  | 0% | 0 | 0 | 0 | 0 |  | 0 | 0
AC-06 | AC - Fixtures & Equipment Supply | 0 | 0% |  | 0% | 0 | 0 | 0 | 0 |  | 0 | 0
AC-07 | AC - Testing, TAB & Commissioning | 0 | 0% |  | 0% | 0 | 0 | 0 | 0 |  | 0 | 0
AC-08 | AC - Completion & Final Documents | 0 | 0% |  | 0% | 0 | 0 | 0 | 0 |  | 0 | 0
AC-09 | AC - Office, Supervision & General | 0 | 0% |  | 0% | 0 | 0 | 0 | 0 |  | 0 | 0
AC-S01 | AC - Insulation and Heat Trace | 0 | 0% |  | 0% | 0 | 0 |  |  | 0
AC-S02 | AC - Duct Insulation | 0 | 0% |  | 0% | 0 | 0 |  |  | 0
AC-S03 | AC - Fire Sprinklers | 0 | 0% |  | 0% | 0 | 0 |  |  | 0
AC-S04 | AC - P&H Controls | 0 | 0% |  | 0% | 0 | 0 |  |  | 0
AC-S05 | AC - HVAC Controls | 0 | 0% |  | 0% | 0 | 0 |  |  | 0
AC-S06 | AC - TAB and Commissioning | 0 | 0% |  | 0% | 0 | 0 |  |  | 0
AC-S07 | AC - A/C Commissioning | 0 | 0% |  | 0% | 0 | 0 |  |  | 0
AC-S08 | AC - Canning / Piping Plans | 0 | 0% |  | 0% | 0 | 0 |  |  | 0
AC-S09 | AC - Coring / Scanning | 0 | 0% |  | 0% | 0 | 0 |  |  | 0
AC-S10 | AC - Fixtures Caulking | 0 | 0% |  | 0% | 0 | 0 |  |  | 0
AC-S11 | AC - Water Balancing | 0 | 0% |  | 0% | 0 | 0 |  |  | 0
AC-S12 | AC - Sump Pumps | 0 | 0% |  | 0% | 0 | 0 |  |  | 0
AC-S13 | AC - Chemical Treatment | 0 | 0% |  | 0% | 0 | 0 |  |  | 0
AC-S14 | AC - P&H Seismic / Schedule | 0 | 0% |  | 0% | 0 | 0 |  |  | 0
AC-S15 | AC - HVAC Seismic / Schedule | 0 | 0% |  | 0% | 0 | 0 |  |  | 0
AC-S16 | AC - As-built Drawings | 0 | 0% |  | 0% | 0 | 0 |  |  | 0
AC-S17 | AC - O&M Manuals | 0 | 0% |  | 0% | 0 | 0 |  |  | 0
AC-S18 | AC - Plumbing Bond | 0 | 0% |  | 0% | 0 | 0 |  |  | 0
AC-S19 | AC - HVAC Bond | 0 | 0% |  | 0% | 0 | 0 |  |  | 0
AC-S20 | AC - Welding | 0 | 0% |  | 0% | 0 | 0 |  |  | 0
AC-S21 | AC - Gas Service / Other | 0 | 0% |  | 0% | 0 | 0 |  |  | 0
AC-S22 |  | 0 | 0% |  | 0% | 0 | 0 |  |  | 0
| TOTAL CONTRACT | 0 | 0% | 0 | 0% | 0 | 0 | 0 | 0 | 0 | 0 | 0
| Check: Knowify budget + overhead + contingency + margin = contract | [6 empty] | 0 | OK
Note on P9: Contract for this division / its total phase cost. Spreads margin, consumables and contingency evenly.
Note on P88: Contract for this division / its total phase cost. Spreads margin, consumables and contingency evenly.
Note on P167: Contract for this division / its total phase cost. Spreads margin, consumables and contingency evenly.
Note on P246: Contract for this division / its total phase cost. Spreads margin, consumables and contingency evenly.

## RATE VARIANCE
RATE VARIANCE: template vs Knowify actuals vs last snapshot
Shows how far actual labour cost has moved. Update the snapshot after you review a new Knowify paste.
| Snapshot source | 0-MARC25102 - 405 Marie Place (Ashton), Knowify export 2026-10-06
| Classification | Template $/hr | Knowify Now $/hr | Variance $/hr | Variance % | Snapshot $/hr | Change Since Snapshot | Knowify Mix Now | Snapshot Mix | Flag
| Apprentice Lvl 1-2 | 53 | 40.2489 | -12.7511 | -24.06% | 40.25 | -0.002753% | 37.95% | 37.95%
| Apprentice Lvl 3-6 | 62.5 | 47.1021 | -15.3979 | -24.64% | 47.1 | 0.004538% | 25.99% | 25.99%
| Apprentice Lvl 7-8 | 66.5 | 51.213 | -15.287 | -22.99% | 51.21 | 0.005937% | 8.925% | 8.93%
| Journeyman Lvl 1-2 | 73 | 61.5465 | -11.4535 | -15.69% | 61.55 | -0.00564% | 12.5% | 12.5%
| Foreman & PM | 96 | 65.7971 | -30.2029 | -31.46% | 65.8 | -0.004466% | 14.63% | 14.63%
| Weighted (crew mix) | 64.745 | 49.4092 | -15.3358 | -23.69% | 49.4095 | -0.0005311% | 100% | 100%
EFFECT ON THIS BID
| Crew | Rate Source | Hours | At Template $ | At Knowify $ | Difference $ | At Snapshot $ | Rate Used $/hr
| P&H crew | Knowify actual | 0 | 0 | 0 | 0 | 0 | 49.4092
| HVAC crew | Knowify actual | 0 | 0 | 0 | 0 | 0 | 49.4092
| TOTAL |  | 0 | 0 | 0 | 0 | 0
OVERHEAD (reference only; bids use the manual $/hr on LABOUR RATES)
| Crew | Manual $/hr | Implied $/hr | Variance $/hr | Hours | Variance $ on Bid
| P&H crew | 32.71 | 32.7144 | -0.0044157 | 0 | 0
| HVAC crew | 32.71 | 32.7144 | -0.0044157 | 0 | 0
Implied $/hr = (Admin labour + General overhead) / Labour from the company cost breakdown on INPUTS, x the rate used.
A negative variance means the manual rate recovers less overhead than the company books suggest.
TO UPDATE THE SNAPSHOT: after pasting a new Knowify job and reviewing it, type the 'Knowify Now' values into the Snapshot columns.

## KNOWIFY REVIEW
KNOWIFY REVIEW: what the last job actually cost
Reads KNOWIFY PHASES and KNOWIFY TIME. Blue cells: type from the export's Summary sheet. | [9 empty] | HELPER COLUMNS (one row per KNOWIFY PHASES row; do not edit) | [17 empty] | Role | Hours | Cost | Crew Class
[10 empty] | Knowify Phase | Div | Mapped Phase | Use | Lab Bud | Lab Act | Mat Bud | Mat Act | Sub Bud | Sub Act | Eq Bud | Eq Act | Tot Bud | Tot Act | Proj Lab | Proj Mat | Proj Sub | Proj Eq | Apprentice Lvl 3 | 24 | 1325.04 | Apprentice Lvl 3-6 | PHASE KEYWORD MAP (last match wins) |  | ROLE MAP (Knowify role -> crew class)
| Job | 0-MARC25102 - 405 Marie Place (Ashton) | [7 empty] | Fire Sprinklers | Other | 03 Rough-in (Labour) | 0 | 0 | 0 | 0 | 0 | 940000 | 833305.74 | 0 | 0 | 940000 | 833305.74 | 0 | 0 | 940000 | 0 | Foreman Lvl 2 | 43 | 3550.5 | Foreman & PM | Keyword in Knowify phase | Maps to Phase | Knowify Role (exact) | Crew Class
| Contract (Knowify 'Total Amount') | 9663139.81 | [7 empty] | P - Water Connection Temporary | P | 01 Shop Drawings, Permits & Mobilization | 1 | 4000 | 530.01 | 1500 | 3203.97 | 0 | 0 | 0 | 0 | 5500 | 3733.98 | 4000 | 3203.97 | 0 | 0 | Apprentice Lvl 1 | 837.6667 | 40180.24 | Apprentice Lvl 1-2 | Water Connection | 01 Shop Drawings, Permits & Mobilization | Apprentice Lvl 1 | Apprentice Lvl 1-2
| Committed cost (Knowify 'Total Cost To Date (Committed)') | 8998706.78 | [7 empty] | P - Foundation Plumbing & Sumps | P | 02 Foundation & Underground | 1 | 35000 | 60524.63 | 125000 | 127755.62 | 0 | 0 | 0 | 0 | 160000 | 188280.25 | 60524.63 | 127755.62 | 0 | 0 | Foreman Lvl 2 | 1221.8333 | 81644.43 | Foreman & PM | Shop Drawing | 01 Shop Drawings, Permits & Mobilization | Apprentice Lvl 2 | Apprentice Lvl 1-2
[10 empty] | P - Parkade Plumbing (Labour & Material) | P | 03 Rough-in (Labour) | 0 | 70000 | 109892.33 | 110000 | 60999.27 | 0 | 0 | 0 | 1383.76 | 180000 | 172275.36 | 109892.33 | 110000 | 0 | 1383.76 | Apprentice Lvl 1 | 3 | 82.74 | Apprentice Lvl 1-2 | Permit | 01 Shop Drawings, Permits & Mobilization | Apprentice Lvl 3 | Apprentice Lvl 3-6
| HEADLINE | [8 empty] | P - BLDG A - L1 Plumbing Rough-in (Labour) | P | 03 Rough-in (Labour) | 1 | 40000 | 78969.73 | 0 | 0 | 0 | 0 | 0 | 0 | 40000 | 78969.73 | 78969.73 | 0 | 0 | 0 | Apprentice Lvl 1 | 993.6667 | 37200.9 | Apprentice Lvl 1-2 | Mobilization | 01 Shop Drawings, Permits & Mobilization | Apprentice Lvl 4 | Apprentice Lvl 3-6
| Measure | Amount | Margin % | Company Category (projected) | Amount | % of All Costs |  |  |  | P - BLDG A - L2 Plumbing Rough-in (Labour) | P | 03 Rough-in (Labour) | 1 | 40000 | 44124.47 | 0 | 0 | 0 | 0 | 0 | 0 | 40000 | 44124.47 | 44124.47 | 0 | 0 | 0 | Apprentice Lvl 1 | 532.5833 | 26480 | Apprentice Lvl 1-2 | Foundation | 02 Foundation & Underground | Apprentice Lvl 5 | Apprentice Lvl 3-6
| Knowify cost budget | 8232377.54 | 14.81% | Materials (excl. fixtures & equipment) | 2361476.17 | 21.74% |  |  |  | P - BLDG A - L3 Plumbing Rough-in (Labour) | P | 03 Rough-in (Labour) | 1 | 40000 | 37888.74 | 0 | 0 | 0 | 4331.25 | 0 | 0 | 40000 | 42219.99 | 40000 | 0 | 4331.25 | 0 | Apprentice Lvl 3 | 712.5 | 37728.33 | Apprentice Lvl 3-6 | Underground | 02 Foundation & Underground | Apprentice Lvl 6 | Apprentice Lvl 3-6
| Cost to date (actual) | 6004615.96 |  | Equipment (fixtures & equipment supply) | 1860000 | 17.12% |  |  |  | P - BLDG A - L4 Plumbing Rough-in (Labour) | P | 03 Rough-in (Labour) | 1 | 40000 | 43632.52 | 0 | 0 | 0 | 0 | 0 | 0 | 40000 | 43632.52 | 43632.52 | 0 | 0 | 0 | Journeyman Lvl 2 | 530.5 | 38320.57 | Journeyman Lvl 1-2 | U/G | 02 Foundation & Underground | Apprentice Level 6 | Apprentice Lvl 3-6
| Projected cost (larger of budget or actual, per phase) | 9126402.75 | 5.554% | Other Job Costs (Knowify equipment/tools) | 2182.13 | 0.02009% |  |  |  | P - BLDG A - L5 Plumbing Rough-in (Labour) | P | 03 Rough-in (Labour) | 1 | 40000 | 38544.91 | 0 | 0 | 0 | 0 | 0 | 0 | 40000 | 38544.91 | 40000 | 0 | 0 | 0 | Journeyman Lvl 2 | 1586.0833 | 88613.26 | Journeyman Lvl 1-2 | Parkade | 03 Rough-in (Labour) | Apprentice Lvl 7 | Apprentice Lvl 7-8
| Committed cost (typed above) | 8998706.78 | 6.876% | Labour (incl. office PM & safety time) | 2682310.2 | 24.69% |  |  |  | P - BLDG A - L6 Plumbing Rough-in (Labour) | P | 03 Rough-in (Labour) | 1 | 40000 | 29711.57 | 0 | 0 | 0 | 0 | 0 | 0 | 40000 | 29711.57 | 40000 | 0 | 0 | 0 | Apprentice Lvl 1 | 817.0833 | 40619.1 | Apprentice Lvl 1-2 | Rough-in | 03 Rough-in (Labour) | Apprentice Lvl 8 | Apprentice Lvl 7-8
| Labour hours to date (KNOWIFY TIME) | 32620.9167 |  | Subs | 2220434.25 | 20.44% |  |  |  | P - BLDG A - Roof Plumbing (Labour & Material) | P | 03 Rough-in (Labour) | 0 | 27600 | 491.54 | 12400 | 0 | 0 | 0 | 0 | 0 | 40000 | 491.54 | 27600 | 12400 | 0 | 0 | Apprentice Lvl 1 | 23.75 | 654.87 | Apprentice Lvl 1-2 | Roof | 03 Rough-in (Labour) | Journeyman | Journeyman Lvl 1-2
| Company overhead on those hours (not in Knowify) | 1067030.1842 |  | Overhead on projected hours (not in Knowify) | 1737300.2584 | 15.99% |  |  |  | P - BLDG A - Material Supply | P | 05 Material Supply | 1 | 0 | 0 | 200000 | 263945.54 | 0 | 0 | 0 | 38.39 | 200000 | 263983.93 | 0 | 263945.54 | 0 | 38.39 | Apprentice Lvl 2 | 1276 | 48723.69 | Apprentice Lvl 1-2 | Insulation | 03 Rough-in (Labour) | Journeyman Lvl 1 | Journeyman Lvl 1-2
| Margin at projected cost, after overhead |  | -5.488% | TOTAL | 10863703.0084 | 100% |  |  |  | P - BLDG A - Plumbing Fixtures & Access Panels Supply | P | 06 Fixtures & Equipment Supply | 0 | 0 | 0 | 340000 | 236533.26 | 0 | 0 | 0 | 0 | 340000 | 236533.26 | 0 | 340000 | 0 | 0 | Apprentice Lvl 1 | 8.25 | 409.94 | Apprentice Lvl 1-2 | Sprinkler | 03 Rough-in (Labour) | Journeyman Lvl 2 | Journeyman Lvl 1-2
| Margin at committed cost, after overhead |  | -4.166% | [6 empty] | P - BLDG A - L1 Plumbing Finishing (Labour) | P | 04 Finishing (Labour) | 0 | 30000 | 536.04 | 0 | 0 | 0 | 0 | 0 | 0 | 30000 | 536.04 | 30000 | 0 | 0 | 0 | Apprentice Lvl 4 | 774.5 | 29422.34 | Apprentice Lvl 3-6 | Finishing | 04 Finishing (Labour) | Foreman Lvl 1 | Foreman & PM
| Overhead counts hours so far only; remaining hours add more. | [8 empty] | P - BLDG A - L2 Plumbing Finishing (Labour) | P | 04 Finishing (Labour) | 0 | 30000 | 1271.84 | 0 | 0 | 0 | 0 | 0 | 0 | 30000 | 1271.84 | 30000 | 0 | 0 | 0 | Journeyman Lvl 1 | 8.25 | 0 | Journeyman Lvl 1-2 | Material Supply | 05 Material Supply | Foreman Lvl 2 | Foreman & PM
[10 empty] | P - BLDG A - L3 Plumbing Finishing (Labour) | P | 04 Finishing (Labour) | 0 | 30000 | 0 | 0 | 0 | 0 | 0 | 0 | 0 | 30000 | 0 | 30000 | 0 | 0 | 0 | Foreman Lvl 1 | 68.75 | 4934.73 | Foreman & PM | Fixtures | 06 Fixtures & Equipment Supply | HVAC Field Supervisor | Foreman & PM
| Knowify phases all mapped | OK | [7 empty] | P - BLDG A - L4 Plumbing Finishing (Labour) | P | 04 Finishing (Labour) | 0 | 30000 | 15076.26 | 0 | 0 | 0 | 0 | 0 | 0 | 30000 | 15076.26 | 30000 | 0 | 0 | 0 | Apprentice Lvl 1 | 127.5 | 6350.74 | Apprentice Lvl 1-2 | Equipment Supply | 06 Fixtures & Equipment Supply | Project Manager | Office PM / Admin / Safety
| Knowify roles all mapped | OK | [7 empty] | P - BLDG A - L5 Plumbing Finishing (Labour) | P | 04 Finishing (Labour) | 0 | 30000 | 14799.4 | 0 | 0 | 0 | 0 | 0 | 0 | 30000 | 14799.4 | 30000 | 0 | 0 | 0 | Journeyman Lvl 1 | 130.6667 | 5613.44 | Journeyman Lvl 1-2 | Mech Room | 06 Fixtures & Equipment Supply | Health & Safety Coordinator | Office PM / Admin / Safety
[10 empty] | P - BLDG A - L6 Plumbing Finishing (Labour) | P | 04 Finishing (Labour) | 0 | 30000 | 19468.79 | 0 | 0 | 0 | 0 | 0 | 0 | 30000 | 19468.79 | 30000 | 0 | 0 | 0 | Foreman Lvl 1 | 7.25 | 409.55 | Foreman & PM | Controls | 06 Fixtures & Equipment Supply | Divisional Manager | Office PM / Admin / Safety
[10 empty] | P - BLDG B - L1 Plumbing Rough-in (Labour) | P | 03 Rough-in (Labour) | 1 | 40000 | 72622.68 | 0 | 0 | 0 | 0 | 0 | 0 | 40000 | 72622.68 | 72622.68 | 0 | 0 | 0 | Apprentice Lvl 1 | 1321.0833 | 62909.07 | Apprentice Lvl 1-2 | Testing | 07 Testing, TAB & Commissioning | Admin | Office PM / Admin / Safety
| HOW EACH PHASE RAN vs BUDGET (closed phases that used at least half their budget + phases already at/over budget; change orders excluded) | [8 empty] | P - BLDG B - L2 Plumbing Rough-in (Labour) | P | 03 Rough-in (Labour) | 1 | 40000 | 52429.5 | 0 | 0 | 0 | 0 | 0 | 0 | 40000 | 52429.5 | 52429.5 | 0 | 0 | 0 | Apprentice Lvl 5 | 712.3333 | 41132.91 | Apprentice Lvl 3-6 | Commissioning | 07 Testing, TAB & Commissioning
| Div / Phase | # Phases | Labour Budget | Labour Actual | Labour Act/Bud | Material Budget | Material Actual | Material Act/Bud | Labour Hrs (est.) | P - BLDG B - L3 Plumbing Rough-in (Labour) | P | 03 Rough-in (Labour) | 1 | 40000 | 46912.2 | 0 | 0 | 0 | 0 | 0 | 0 | 40000 | 46912.2 | 46912.2 | 0 | 0 | 0 | Journeyman Lvl 1 | 295.6667 | 21456.47 | Journeyman Lvl 1-2 | TAB | 07 Testing, TAB & Commissioning
| P 01 Shop Drawings, Permits & Mobilization | 1 | 4000 | 530.01 | 0.1325 | 1500 | 3203.97 | 2.136 | 10.7269 | P - BLDG B - L4 Plumbing Rough-in (Labour) | P | 03 Rough-in (Labour) | 1 | 40000 | 53561.64 | 0 | 0 | 0 | 0 | 0 | 0 | 40000 | 53561.64 | 53561.64 | 0 | 0 | 0 | HVAC Field Supervisor | 296 | 19846.2 | Foreman & PM | Completion | 08 Completion & Final Documents
| P 02 Foundation & Underground | 1 | 35000 | 60524.63 | 1.7293 | 125000 | 127755.62 | 1.022 | 1224.9657 | P - BLDG B - L5 Plumbing Rough-in (Labour) | P | 03 Rough-in (Labour) | 1 | 40000 | 67839.85 | 0 | 0 | 0 | 0 | 0 | 0 | 40000 | 67839.85 | 67839.85 | 0 | 0 | 0 | Apprentice Lvl 3 | 670.9167 | 35887.26 | Apprentice Lvl 3-6 | Final Doc | 08 Completion & Final Documents
| P 03 Rough-in (Labour) | 12 | 480000 | 647639.94 | 1.3492 | 0 | 0 |  | 13107.667 | P - BLDG B - L6 Plumbing Rough-in (Labour) | P | 03 Rough-in (Labour) | 1 | 40000 | 81402.13 | 0 | 0 | 0 | 0 | 0 | 0 | 40000 | 81402.13 | 81402.13 | 0 | 0 | 0 | Apprentice Lvl 2 | 524 | 15622.92 | Apprentice Lvl 1-2 | Office | 09 Office, Supervision & General
| P 04 Finishing (Labour) | 0 | 0 | 0 |  | 0 | 0 |  | 0 | P - BLDG B - Roof Plumbing (Labour & Material) | P | 03 Rough-in (Labour) | 0 | 27600 | 0 | 12400 | 569.49 | 0 | 0 | 0 | 0 | 40000 | 569.49 | 27600 | 12400 | 0 | 0 | Foreman Lvl 1 | 1594.4167 | 106764.29 | Foreman & PM | Safety | 09 Office, Supervision & General
| P 05 Material Supply | 2 | 0 | 0 |  | 400000 | 516964.94 | 1.2924 | 0 | P - BLDG B - Material Supply | P | 05 Material Supply | 1 | 0 | 0 | 200000 | 253019.4 | 0 | 0 | 0 | 0 | 200000 | 253019.4 | 0 | 253019.4 | 0 | 0 | Project Manager | 313.5 | 26841.87 | Office PM / Admin / Safety | Supervision | 09 Office, Supervision & General
| P 06 Fixtures & Equipment Supply | 0 | 0 | 0 |  | 0 | 0 |  | 0 | P - BLDG B - Plumbing Fixtures & Access Panels Supply | P | 06 Fixtures & Equipment Supply | 0 | 0 | 0 | 340000 | 40501.95 | 0 | 0 | 0 | 0 | 340000 | 40501.95 | 0 | 340000 | 0 | 0 | Apprentice Lvl 2 | 328.5 | 17953.45 | Apprentice Lvl 1-2
| P 07 Testing, TAB & Commissioning | 0 | 0 | 0 |  | 0 | 0 |  | 0 | P - BLDG B - L1 Plumbing Finishing (Labour) | P | 04 Finishing (Labour) | 0 | 30000 | 0 | 0 | 0 | 0 | 0 | 0 | 0 | 30000 | 0 | 30000 | 0 | 0 | 0 | Apprentice Lvl 1 | 523.4167 | 23983.24 | Apprentice Lvl 1-2
| P 08 Completion & Final Documents | 0 | 0 | 0 |  | 0 | 0 |  | 0 | P - BLDG B - L2 Plumbing Finishing (Labour) | P | 04 Finishing (Labour) | 0 | 30000 | 0 | 0 | 0 | 0 | 0 | 0 | 0 | 30000 | 0 | 30000 | 0 | 0 | 0 | Apprentice Lvl 2 | 233.25 | 6486.69 | Apprentice Lvl 1-2
| P 09 Office, Supervision & General | 0 | 0 | 0 |  | 0 | 0 |  | 0 | P - BLDG B - L3 Plumbing Finishing (Labour) | P | 04 Finishing (Labour) | 0 | 30000 | 0 | 0 | 0 | 0 | 0 | 0 | 0 | 30000 | 0 | 30000 | 0 | 0 | 0 | Foreman Lvl 1 | 683.75 | 38447.43 | Foreman & PM
| H 01 Shop Drawings, Permits & Mobilization | 0 | 0 | 0 |  | 0 | 0 |  | 0 | P - BLDG B - L4 Plumbing Finishing (Labour) | P | 04 Finishing (Labour) | 0 | 30000 | 0 | 0 | 0 | 0 | 0 | 0 | 0 | 30000 | 0 | 30000 | 0 | 0 | 0 | Journeyman Lvl 2 | 810 | 49501.04 | Journeyman Lvl 1-2
| H 02 Foundation & Underground | 0 | 0 | 0 |  | 0 | 0 |  | 0 | P - BLDG B - L5 Plumbing Finishing (Labour) | P | 04 Finishing (Labour) | 0 | 30000 | 0 | 0 | 0 | 0 | 0 | 0 | 0 | 30000 | 0 | 30000 | 0 | 0 | 0 | Journeyman Lvl 2 | 419.5 | 28117.47 | Journeyman Lvl 1-2
| H 03 Rough-in (Labour) | 0 | 0 | 0 |  | 0 | 0 |  | 0 | P - BLDG B - L6 Plumbing Finishing (Labour) | P | 04 Finishing (Labour) | 0 | 30000 | 0 | 0 | 0 | 0 | 0 | 0 | 0 | 30000 | 0 | 30000 | 0 | 0 | 0 | Apprentice Lvl 3 | 16.0833 | 799.66 | Apprentice Lvl 3-6
| H 04 Finishing (Labour) | 0 | 0 | 0 |  | 0 | 0 |  | 0 | P - Mech Room & Equipment Supply | P | 06 Fixtures & Equipment Supply | 0 | 0 | 0 | 760000 | 309140.5 | 0 | 0 | 0 | 0 | 760000 | 309140.5 | 0 | 760000 | 0 | 0 | Apprentice Lvl 8 | 1233.8333 | 64611.83 | Apprentice Lvl 7-8
| H 05 Material Supply | 0 | 0 | 0 |  | 0 | 0 |  | 0 | P - Insulation and Heat Trace | P | 03 Rough-in (Labour) | 0 | 0 | 0 | 0 | 0 | 490000 | 248585.15 | 0 | 0 | 490000 | 248585.15 | 0 | 0 | 490000 | 0 | Apprentice Lvl 1 | 742 | 23704.44 | Apprentice Lvl 1-2
| H 06 Fixtures & Equipment Supply | 0 | 0 | 0 |  | 0 | 0 |  | 0 | P - Permits | P | 01 Shop Drawings, Permits & Mobilization | 0 | 0 | 0 | 45000 | 44966.8 | 0 | 0 | 0 | 0 | 45000 | 44966.8 | 0 | 45000 | 0 | 0 | Apprentice Lvl 3 | 179.5 | 10109.44 | Apprentice Lvl 3-6
| H 07 Testing, TAB & Commissioning | 0 | 0 | 0 |  | 0 | 0 |  | 0 | P - Shop Drawings, and Mobilization | P | 01 Shop Drawings, Permits & Mobilization | 0 | 8000 | 0 | 49000 | 37366.65 | 3000 | 0 | 0 | 444.69 | 60000 | 37811.34 | 8000 | 49000 | 3000 | 444.69 | Apprentice Lvl 1 | 238.1667 | 8756.04 | Apprentice Lvl 1-2
| H 08 Completion & Final Documents | 0 | 0 | 0 |  | 0 | 0 |  | 0 | P - Completion & Final Documents | P | 08 Completion & Final Documents | 0 | 18000 | 0 | 29000 | 363.16 | 48000 | 0 | 0 | 0 | 95000 | 363.16 | 18000 | 29000 | 48000 | 0 | Apprentice Level 6 | 900.1667 | 44746.28 | Apprentice Lvl 3-6
| H 09 Office, Supervision & General | 0 | 0 | 0 |  | 0 | 0 |  | 0 | HVAC - Parkade HVAC (Labour & Material) | V | 03 Rough-in (Labour) | 0 | 81000 | 9668.29 | 48000 | 53851.47 | 11000 | 0 | 0 | 123.79 | 140000 | 63643.55 | 81000 | 53851.47 | 11000 | 123.79 | Apprentice Lvl 1 | 20.5 | 748.05 | Apprentice Lvl 1-2
| V 01 Shop Drawings, Permits & Mobilization | 0 | 0 | 0 |  | 0 | 0 |  | 0 | V - BLDG A - L1 HVAC Rough-in (Labour) | V | 03 Rough-in (Labour) | 1 | 25000 | 42644.91 | 0 | 0 | 0 | 10552.5 | 0 | 191.5 | 25000 | 53388.91 | 42644.91 | 0 | 10552.5 | 191.5 | Divisional Manager | 9 | 866.07 | Office PM / Admin / Safety
| V 02 Foundation & Underground | 0 | 0 | 0 |  | 0 | 0 |  | 0 | V - BLDG A - L2 HVAC Rough-in (Labour) | V | 03 Rough-in (Labour) | 1 | 25000 | 38643.68 | 0 | 0 | 0 | 0 | 0 | 0 | 25000 | 38643.68 | 38643.68 | 0 | 0 | 0 | Apprentice Lvl 2 | 46.6667 | 2636.69 | Apprentice Lvl 1-2
| V 03 Rough-in (Labour) | 12 | 300000 | 518488.26 | 1.7283 | 0 | 20243.83 |  | 10493.7498 | V - BLDG A - L3 HVAC Rough-in (Labour) | V | 03 Rough-in (Labour) | 1 | 25000 | 45778.31 | 0 | 0 | 0 | 0 | 0 | 0 | 25000 | 45778.31 | 45778.31 | 0 | 0 | 0 | Apprentice Lvl 5 | 885.3333 | 35045.34 | Apprentice Lvl 3-6
| V 04 Finishing (Labour) | 1 | 5500 | 0 | 0 | 0 | 9879.96 |  | 0 | V - BLDG A - L4 HVAC Rough-in (Labour) | V | 03 Rough-in (Labour) | 1 | 25000 | 37075.2 | 0 | 0 | 0 | 0 | 0 | 0 | 25000 | 37075.2 | 37075.2 | 0 | 0 | 0 | Journeyman Lvl 2 | 16.5 | 1193.44 | Journeyman Lvl 1-2
| V 05 Material Supply | 2 | 0 | 0 |  | 150000 | 283784.62 | 1.8919 | 0 | V - BLDG A - L5 HVAC Rough-in (Labour) | V | 03 Rough-in (Labour) | 1 | 25000 | 50793.2 | 0 | 4215.13 | 0 | 0 | 0 | 0 | 25000 | 55008.33 | 50793.2 | 4215.13 | 0 | 0 | Journeyman | 120.75 | 8318.48 | Journeyman Lvl 1-2
| V 06 Fixtures & Equipment Supply | 0 | 0 | 0 |  | 0 | 0 |  | 0 | V - BLDG A - L6 HVAC Rough-in (Labour) | V | 03 Rough-in (Labour) | 1 | 25000 | 45388.62 | 0 | 10358.7 | 0 | 0 | 0 | 0 | 25000 | 55747.32 | 45388.62 | 10358.7 | 0 | 0 | Apprentice Lvl 8 | 133.9167 | 6745.85 | Apprentice Lvl 7-8
| V 07 Testing, TAB & Commissioning | 0 | 0 | 0 |  | 0 | 0 |  | 0 | V - BLDG A - Material Supply | V | 05 Material Supply | 1 | 0 | 0 | 75000 | 158960.4 | 0 | 0 | 0 | 0 | 75000 | 158960.4 | 0 | 158960.4 | 0 | 0 | Admin | 2.75 | 192.75 | Office PM / Admin / Safety
| V 08 Completion & Final Documents | 0 | 0 | 0 |  | 0 | 0 |  | 0 | V - BLDG A - L1 HVAC Finishing (Labour) | V | 04 Finishing (Labour) | 0 | 5500 | 126.45 | 0 | 0 | 0 | 0 | 0 | 0 | 5500 | 126.45 | 5500 | 0 | 0 | 0 | Foreman Lvl 1 | 252 | 15157.05 | Foreman & PM
| V 09 Office, Supervision & General | 0 | 0 | 0 |  | 0 | 0 |  | 0 | V - BLDG A - L2 HVAC Finishing (Labour) | V | 04 Finishing (Labour) | 0 | 5500 | 497.31 | 0 | 0 | 0 | 0 | 0 | 0 | 5500 | 497.31 | 5500 | 0 | 0 | 0 | Apprentice Lvl 3 | 932.3333 | 39632.42 | Apprentice Lvl 3-6
| AC 01 Shop Drawings, Permits & Mobilization | 0 | 0 | 0 |  | 0 | 0 |  | 0 | V - BLDG A - L3 HVAC Finishing (Labour) | V | 04 Finishing (Labour) | 0 | 5500 | 950.79 | 0 | 0 | 0 | 0 | 0 | 0 | 5500 | 950.79 | 5500 | 0 | 0 | 0 | Project Manager | 707.0833 | 54979.27 | Office PM / Admin / Safety
| AC 02 Foundation & Underground | 0 | 0 | 0 |  | 0 | 0 |  | 0 | V - BLDG A - L4 HVAC Finishing (Labour) | V | 04 Finishing (Labour) | 0 | 5500 | 1288.36 | 0 | 0 | 0 | 0 | 0 | 0 | 5500 | 1288.36 | 5500 | 0 | 0 | 0 | Foreman Lvl 1 | 142.3333 | 8954.22 | Foreman & PM
| AC 03 Rough-in (Labour) | 0 | 0 | 0 |  | 0 | 0 |  | 0 | V - BLDG A - L5 HVAC Finishing (Labour) | V | 04 Finishing (Labour) | 0 | 5500 | 3313 | 0 | 0 | 0 | 0 | 0 | 0 | 5500 | 3313 | 5500 | 0 | 0 | 0 | Apprentice Lvl 1 | 828.8333 | 22463.59 | Apprentice Lvl 1-2
| AC 04 Finishing (Labour) | 0 | 0 | 0 |  | 0 | 0 |  | 0 | V - BLDG A - L6 HVAC Finishing (Labour) | V | 04 Finishing (Labour) | 0 | 5500 | 2389.33 | 0 | 0 | 0 | 0 | 0 | 0 | 5500 | 2389.33 | 5500 | 0 | 0 | 0 | Apprentice Lvl 4 | 598.5833 | 33027.75 | Apprentice Lvl 3-6
| AC 05 Material Supply | 0 | 0 | 0 |  | 0 | 0 |  | 0 | V - BLDG B - L1 HVAC Rough-in (Labour) | V | 03 Rough-in (Labour) | 1 | 25000 | 53184.92 | 0 | 0 | 0 | 0 | 0 | 0 | 25000 | 53184.92 | 53184.92 | 0 | 0 | 0 | Apprentice Lvl 1 | 82.5 | 4043.3 | Apprentice Lvl 1-2
| AC 06 Fixtures & Equipment Supply | 0 | 0 | 0 |  | 0 | 0 |  | 0 | V - BLDG B - L2 HVAC Rough-in (Labour) | V | 03 Rough-in (Labour) | 1 | 25000 | 34806.17 | 0 | 0 | 0 | 7323.75 | 0 | 0 | 25000 | 42129.92 | 34806.17 | 0 | 7323.75 | 0 | Apprentice Lvl 2 | 32.5 | 1683.82 | Apprentice Lvl 1-2
| AC 07 Testing, TAB & Commissioning | 0 | 0 | 0 |  | 0 | 0 |  | 0 | HVAC - BLDG 2 - L3 HVAC Rough-in (Labour) | V | 03 Rough-in (Labour) | 1 | 25000 | 34916.82 | 0 | 5670 | 0 | 0 | 0 | 0 | 25000 | 40586.82 | 34916.82 | 5670 | 0 | 0 | Foreman Lvl 1 | 6.25 | 499.25 | Foreman & PM
| AC 08 Completion & Final Documents | 0 | 0 | 0 |  | 0 | 0 |  | 0 | V - BLDG B - L4 HVAC Rough-in (Labour) | V | 03 Rough-in (Labour) | 1 | 25000 | 43850.78 | 0 | 0 | 0 | 0 | 0 | 0 | 25000 | 43850.78 | 43850.78 | 0 | 0 | 0 | Apprentice Lvl 2 | 170.75 | 7304.96 | Apprentice Lvl 1-2
| AC 09 Office, Supervision & General | 0 | 0 | 0 |  | 0 | 0 |  | 0 | V - BLDG B - L5 HVAC Rough-in (Labour) | V | 03 Rough-in (Labour) | 1 | 25000 | 49872.87 | 0 | 0 | 0 | 0 | 0 | 0 | 25000 | 49872.87 | 49872.87 | 0 | 0 | 0 | Apprentice Lvl 1 | 224.5833 | 4409.79 | Apprentice Lvl 1-2
[10 empty] | V - BLDG B - L6 HVAC Rough-in (Labour) | V | 03 Rough-in (Labour) | 1 | 25000 | 41532.78 | 0 | 0 | 0 | 0 | 0 | 0 | 25000 | 41532.78 | 41532.78 | 0 | 0 | 0 | Apprentice Lvl 2 | 746.75 | 32916.38 | Apprentice Lvl 1-2
[10 empty] | V - BLDG B - Material Supply | V | 05 Material Supply | 1 | 0 | 0 | 75000 | 124824.22 | 0 | 2535.75 | 0 | 0 | 75000 | 127359.97 | 0 | 124824.22 | 2535.75 | 0 | Apprentice Lvl 7 | 518.1667 | 21871.27 | Apprentice Lvl 7-8
| ACTUAL CREW (KNOWIFY TIME, all trades) | [8 empty] | V - BLDG B - L1 HVAC Finishing | V | 04 Finishing (Labour) | 0 | 5500 | 0 | 0 | 0 | 0 | 0 | 0 | 0 | 5500 | 0 | 5500 | 0 | 0 | 0 | Health & Safety Coordinator | 237 | 15506.57 | Office PM / Admin / Safety
| Crew Class | Hours | Cost | Actual $/hr | Crew Mix | Template Mix (P&H) |  |  |  | V - BLDG B - L2 HVAC Finishing | V | 04 Finishing (Labour) | 1 | 5500 | 0 | 0 | 9879.96 | 0 | 0 | 0 | 0 | 5500 | 9879.96 | 5500 | 9879.96 | 0 | 0 | Apprentice Lvl 3 | 283.5 | 9134.52 | Apprentice Lvl 3-6
| Apprentice Lvl 1-2 | 11897.6667 | 478867.9 | 40.2489 | 37.95% | 40% |  |  |  | V - BLDG B - L3 HVAC Finishing | V | 04 Finishing (Labour) | 0 | 5500 | 0 | 0 | 0 | 0 | 0 | 0 | 0 | 5500 | 0 | 5500 | 0 | 0 | 0 | Apprentice Lvl 1 | 643.6667 | 20927.67 | Apprentice Lvl 1-2
| Apprentice Lvl 3-6 | 8149.6667 | 383866.72 | 47.1021 | 25.99% | 30% |  |  |  | V - BLDG B - L4 HVAC Finishing | V | 04 Finishing (Labour) | 0 | 5500 | 0 | 0 | 0 | 0 | 0 | 0 | 0 | 5500 | 0 | 5500 | 0 | 0 | 0 | Foreman Lvl 1 | 272.5 | 21674.75 | Foreman & PM
| Apprentice Lvl 7-8 | 2798.25 | 143306.89 | 51.213 | 8.925% | 5% |  |  |  | V - BLDG B - L5 HVAC Finishing | V | 04 Finishing (Labour) | 0 | 5500 | 0 | 0 | 0 | 0 | 0 | 0 | 0 | 5500 | 0 | 5500 | 0 | 0 | 0 | Apprentice Lvl 3 | 32.5 | 1680.9 | Apprentice Lvl 3-6
| Journeyman Lvl 1-2 | 3917.9167 | 241134.17 | 61.5465 | 12.5% | 11% |  |  |  | V - BLDG B - L6 HVAC Finishing | V | 04 Finishing (Labour) | 0 | 5500 | 0 | 0 | 0 | 0 | 0 | 0 | 0 | 5500 | 0 | 5500 | 0 | 0 | 0 | Apprentice Lvl 8 | 912.3333 | 50077.94 | Apprentice Lvl 7-8
| Foreman & PM | 4588.0833 | 301882.4 | 65.7971 | 14.63% | 14% |  |  |  | V - Ventilation Equipment Supply | V | 06 Fixtures & Equipment Supply | 0 | 0 | 0 | 420000 | 309964.09 | 0 | 0 | 0 | 0 | 420000 | 309964.09 | 0 | 420000 | 0 | 0 | Apprentice Lvl 1 | 571 | 21615.58 | Apprentice Lvl 1-2
| Office PM / Admin / Safety | 1269.3333 | 98386.53 | 77.5104 | [5 empty] | V - HVAC Controls | V | 06 Fixtures & Equipment Supply | 0 | 0 | 0 | 0 | 0 | 290000 | 140398.65 | 0 | 0 | 290000 | 140398.65 | 0 | 0 | 290000 | 0 | Apprentice Lvl 4 | 654.75 | 35530.73 | Apprentice Lvl 3-6
| Unmapped | 0 | 0 | 0 | [5 empty] | V - TAB and Commissioning | V | 07 Testing, TAB & Commissioning | 0 | 0 | 0 | 0 | 0 | 70000 | 0 | 0 | 0 | 70000 | 0 | 0 | 0 | 70000 | 0 | Apprentice Lvl 4 | 153.5 | 5875.98 | Apprentice Lvl 3-6
| FIELD CREW (used for rates and mix) | 31351.5833 | 1549058.08 | 49.4092 | 100% |  |  |  |  | V - Permit, Shop Drawings and Mobilization | V | 01 Shop Drawings, Permits & Mobilization | 0 | 4000 | 0 | 5000 | 9893.51 | 4000 | 2870.7 | 0 | 0 | 13000 | 12764.21 | 4000 | 9893.51 | 4000 | 0 | Apprentice Lvl 5 | 619.1667 | 22787.82 | Apprentice Lvl 3-6
| ALL ROLES | 32620.9167 | 1647444.61 | 50.5027 | [5 empty] | V - Insulation Labour | V | 03 Rough-in (Labour) | 0 | 0 | 0 | 0 | 0 | 50000 | 0 | 0 | 0 | 50000 | 0 | 0 | 0 | 50000 | 0 |  | 0 | 0
| Knowify cost includes burden (confirmed). Office PM, admin and safety time is left out of the crew mix (office PM is priced on LABOUR RATES). | [8 empty] | V - Completion & Final Documents | V | 08 Completion & Final Documents | 0 | 2500 | 0 | 7500 | 0 | 3500 | 0 | 0 | 0 | 13500 | 0 | 2500 | 7500 | 3500 | 0 |  | 0 | 0
| Project Manager role (used for office PM rate) | 1020.5833 | 81821.14 | 80.171 | [5 empty] | V - Roof HVAC | V | 03 Rough-in (Labour) | 0 | 4000 | 1267.55 | 6000 | 77.28 | 0 | 0 | 0 | 0 | 10000 | 1344.83 | 4000 | 6000 | 0 | 0 |  | 0 | 0
[10 empty] | P - Plumbing Office | P | 09 Office, Supervision & General | 0 | 0 | 53112.89 | 0 | 0 | 0 | 0 | 0 | 0 | 0 | 53112.89 | 53112.89 | 0 | 0 | 0 |  | 0 | 0
[10 empty] | HVAC - HVAC Office | V | 09 Office, Supervision & General | 0 | 0 | 27629.64 | 0 | 470.4 | 0 | 0 | 0 | 0 | 0 | 28100.04 | 27629.64 | 470.4 | 0 | 0 |  | 0 | 0
[10 empty] | Safety | Other | 09 Office, Supervision & General | 0 | 0 | 14267.73 | 0 | 879.75 | 0 | 0 | 0 | 0 | 0 | 15147.48 | 14267.73 | 879.75 | 0 | 0 |  | 0 | 0
[10 empty] | CO-01 [COR-01] P -Drainage Channel Revision | Other | Excluded | 0 | 0 | 0 | 2220 | 0 | 0 | 0 | 0 | 0 | 2220 | 0 | 0 | 2220 | 0 | 0 |  | 0 | 0
[10 empty] | CO-02 [COR-02] P - MSI-1 Changes | Other | Excluded | 0 | 5200 | 2715.77 | 8400 | 77.28 | 0 | 0 | 0 | 0 | 13600 | 2793.05 | 5200 | 8400 | 0 | 0 |  | 0 | 0
[10 empty] | CO-03&5 [COR-06] VRF Heating System | Other | Excluded | 0 | 605000 | 135843.55 | 1008000 | 784791.25 | 275000 | 230711.27 | 0 | 0 | 1888000 | 1151346.07 | 605000 | 1008000 | 275000 | 0 |  | 0 | 0
[10 empty] | CO-04 [COR-04] P - MSI-04 SI-008 Ground Floor Drains | Other | Excluded | 0 | 2900 | 0 | 2900 | 0 | 200 | 0 | 0 | 0 | 6000 | 0 | 2900 | 2900 | 200 | 0 |  | 0 | 0
[10 empty] | CO-06 [COR-05] (Part 2) V - Elevator Machine Room Cooling | Other | Excluded | 0 | 3500 | 176.13 | 13300 | 11655 | 3200 | 0 | 0 | 0 | 20000 | 11831.13 | 3500 | 13300 | 3200 | 0 |  | 0 | 0
[10 empty] | CO-7 [COR-07] V - Amenity Ceiling Fan coils | Other | Excluded | 0 | 1300 | 0 | 7500 | 0 | 2400 | 0 | 0 | 0 | 11200 | 0 | 1300 | 7500 | 2400 | 0 |  | 0 | 0
[10 empty] | CO-8 [COR-08] P - Planter drain pipe rerouting | Other | Excluded | 0 | 13500 | 3829.39 | 10860 | 0 | 0 | 0 | 0 | 0 | 24360 | 3829.39 | 13500 | 10860 | 0 | 0 |  | 0 | 0
[10 empty] | [COR-09] P - Insulation & HT to Attic HB's for Building A & B | Other | 03 Rough-in (Labour) | 0 | 0 | 0 | 0 | 0 | 5391 | 5390.31 | 0 | 0 | 5391 | 5390.31 | 0 | 0 | 5391 | 0 |  | 0 | 0
[10 empty] | CO-10 [COR-10] P - ASI-017 – Unit C5 Ensuite Tub to Shower | Other | Excluded | 0 | 0 | 0 | -2278.59 | 0 | 0 | 0 | 0 | 0 | -2278.59 | 0 | 0 | 0 | 0 | 0 |  | 0 | 0
[10 empty] | CO-11 [COR-05] (Part 1) P - Credit for Drinking Fountain | Other | Excluded | 0 | 0 | 0 | 0 | 0 | 0 | 0 | -3762.87 | 0 | -3762.87 | 0 | 0 | 0 | 0 | 0 |  | 0 | 0
[10 empty] | CO-12 [COR-12] P - RFI-13 Drain discharge to tank | Other | Excluded | 0 | -1830 | 0 | -740 | 430.1 | 0 | 0 | 0 | 0 | -2570 | 430.1 | 0 | 430.1 | 0 | 0 |  | 0 | 0
[10 empty] | [COR-17] (P) Replacement of Damaged Shower – 60 x 30 RH (60135 A) | Other | Excluded | 0 | 0 | 0 | 488 | 0 | 0 | 0 | 0 | 0 | 488 | 0 | 0 | 488 | 0 | 0 |  | 0 | 0
[10 empty] | COR-15 (P) Sediment interceptor for MSI-10 R2 | Other | Excluded | 0 | 1900 | 1649.39 | 4400 | 4620 | 0 | 0 | 0 | 0 | 6300 | 6269.39 | 1900 | 4620 | 0 | 0 |  | 0 | 0
[10 empty] | CO-16 [COR-11] V - MS1-02 R2 Duct & FD-Trap Primer | Other | Excluded | 0 | 900 | 0 | 4530 | 0 | 0 | 0 | 0 | 0 | 5430 | 0 | 900 | 4530 | 0 | 0 |  | 0 | 0
[14 empty] | 0 | 0 | 0 | 0 | 0 | 0 | 0 | 0 | 0 | 0 | 0 | 0 | 0 | 0 |  | 0 | 0
[14 empty] | 0 | 0 | 0 | 0 | 0 | 0 | 0 | 0 | 0 | 0 | 0 | 0 | 0 | 0 |  | 0 | 0
[14 empty] | 0 | 0 | 0 | 0 | 0 | 0 | 0 | 0 | 0 | 0 | 0 | 0 | 0 | 0 |  | 0 | 0
[14 empty] | 0 | 0 | 0 | 0 | 0 | 0 | 0 | 0 | 0 | 0 | 0 | 0 | 0 | 0 |  | 0 | 0
[14 empty] | 0 | 0 | 0 | 0 | 0 | 0 | 0 | 0 | 0 | 0 | 0 | 0 | 0 | 0 |  | 0 | 0
[14 empty] | 0 | 0 | 0 | 0 | 0 | 0 | 0 | 0 | 0 | 0 | 0 | 0 | 0 | 0 |  | 0 | 0
[14 empty] | 0 | 0 | 0 | 0 | 0 | 0 | 0 | 0 | 0 | 0 | 0 | 0 | 0 | 0 |  | 0 | 0
[14 empty] | 0 | 0 | 0 | 0 | 0 | 0 | 0 | 0 | 0 | 0 | 0 | 0 | 0 | 0 |  | 0 | 0
[14 empty] | 0 | 0 | 0 | 0 | 0 | 0 | 0 | 0 | 0 | 0 | 0 | 0 | 0 | 0 |  | 0 | 0
[14 empty] | 0 | 0 | 0 | 0 | 0 | 0 | 0 | 0 | 0 | 0 | 0 | 0 | 0 | 0 |  | 0 | 0
[14 empty] | 0 | 0 | 0 | 0 | 0 | 0 | 0 | 0 | 0 | 0 | 0 | 0 | 0 | 0 |  | 0 | 0
[14 empty] | 0 | 0 | 0 | 0 | 0 | 0 | 0 | 0 | 0 | 0 | 0 | 0 | 0 | 0 |  | 0 | 0
[14 empty] | 0 | 0 | 0 | 0 | 0 | 0 | 0 | 0 | 0 | 0 | 0 | 0 | 0 | 0 |  | 0 | 0
[14 empty] | 0 | 0 | 0 | 0 | 0 | 0 | 0 | 0 | 0 | 0 | 0 | 0 | 0 | 0 |  | 0 | 0
[14 empty] | 0 | 0 | 0 | 0 | 0 | 0 | 0 | 0 | 0 | 0 | 0 | 0 | 0 | 0 |  | 0 | 0
[14 empty] | 0 | 0 | 0 | 0 | 0 | 0 | 0 | 0 | 0 | 0 | 0 | 0 | 0 | 0 |  | 0 | 0
[14 empty] | 0 | 0 | 0 | 0 | 0 | 0 | 0 | 0 | 0 | 0 | 0 | 0 | 0 | 0 |  | 0 | 0
[14 empty] | 0 | 0 | 0 | 0 | 0 | 0 | 0 | 0 | 0 | 0 | 0 | 0 | 0 | 0 |  | 0 | 0
[14 empty] | 0 | 0 | 0 | 0 | 0 | 0 | 0 | 0 | 0 | 0 | 0 | 0 | 0 | 0 |  | 0 | 0
[14 empty] | 0 | 0 | 0 | 0 | 0 | 0 | 0 | 0 | 0 | 0 | 0 | 0 | 0 | 0 |  | 0 | 0
[14 empty] | 0 | 0 | 0 | 0 | 0 | 0 | 0 | 0 | 0 | 0 | 0 | 0 | 0 | 0 |  | 0 | 0
[14 empty] | 0 | 0 | 0 | 0 | 0 | 0 | 0 | 0 | 0 | 0 | 0 | 0 | 0 | 0 |  | 0 | 0
[14 empty] | 0 | 0 | 0 | 0 | 0 | 0 | 0 | 0 | 0 | 0 | 0 | 0 | 0 | 0 |  | 0 | 0
[14 empty] | 0 | 0 | 0 | 0 | 0 | 0 | 0 | 0 | 0 | 0 | 0 | 0 | 0 | 0 |  | 0 | 0
[14 empty] | 0 | 0 | 0 | 0 | 0 | 0 | 0 | 0 | 0 | 0 | 0 | 0 | 0 | 0 |  | 0 | 0
[14 empty] | 0 | 0 | 0 | 0 | 0 | 0 | 0 | 0 | 0 | 0 | 0 | 0 | 0 | 0 |  | 0 | 0
[14 empty] | 0 | 0 | 0 | 0 | 0 | 0 | 0 | 0 | 0 | 0 | 0 | 0 | 0 | 0 |  | 0 | 0
[14 empty] | 0 | 0 | 0 | 0 | 0 | 0 | 0 | 0 | 0 | 0 | 0 | 0 | 0 | 0 |  | 0 | 0
[14 empty] | 0 | 0 | 0 | 0 | 0 | 0 | 0 | 0 | 0 | 0 | 0 | 0 | 0 | 0 |  | 0 | 0
[14 empty] | 0 | 0 | 0 | 0 | 0 | 0 | 0 | 0 | 0 | 0 | 0 | 0 | 0 | 0 |  | 0 | 0
[14 empty] | 0 | 0 | 0 | 0 | 0 | 0 | 0 | 0 | 0 | 0 | 0 | 0 | 0 | 0 |  | 0 | 0
[14 empty] | 0 | 0 | 0 | 0 | 0 | 0 | 0 | 0 | 0 | 0 | 0 | 0 | 0 | 0 |  | 0 | 0
[14 empty] | 0 | 0 | 0 | 0 | 0 | 0 | 0 | 0 | 0 | 0 | 0 | 0 | 0 | 0 |  | 0 | 0
[14 empty] | 0 | 0 | 0 | 0 | 0 | 0 | 0 | 0 | 0 | 0 | 0 | 0 | 0 | 0 |  | 0 | 0
[14 empty] | 0 | 0 | 0 | 0 | 0 | 0 | 0 | 0 | 0 | 0 | 0 | 0 | 0 | 0 |  | 0 | 0
[14 empty] | 0 | 0 | 0 | 0 | 0 | 0 | 0 | 0 | 0 | 0 | 0 | 0 | 0 | 0 |  | 0 | 0
[14 empty] | 0 | 0 | 0 | 0 | 0 | 0 | 0 | 0 | 0 | 0 | 0 | 0 | 0 | 0 |  | 0 | 0
[14 empty] | 0 | 0 | 0 | 0 | 0 | 0 | 0 | 0 | 0 | 0 | 0 | 0 | 0 | 0 |  | 0 | 0
[14 empty] | 0 | 0 | 0 | 0 | 0 | 0 | 0 | 0 | 0 | 0 | 0 | 0 | 0 | 0 |  | 0 | 0
[14 empty] | 0 | 0 | 0 | 0 | 0 | 0 | 0 | 0 | 0 | 0 | 0 | 0 | 0 | 0 |  | 0 | 0
[14 empty] | 0 | 0 | 0 | 0 | 0 | 0 | 0 | 0 | 0 | 0 | 0 | 0 | 0 | 0 |  | 0 | 0
[14 empty] | 0 | 0 | 0 | 0 | 0 | 0 | 0 | 0 | 0 | 0 | 0 | 0 | 0 | 0 |  | 0 | 0
[14 empty] | 0 | 0 | 0 | 0 | 0 | 0 | 0 | 0 | 0 | 0 | 0 | 0 | 0 | 0 |  | 0 | 0
[14 empty] | 0 | 0 | 0 | 0 | 0 | 0 | 0 | 0 | 0 | 0 | 0 | 0 | 0 | 0 |  | 0 | 0
[14 empty] | 0 | 0 | 0 | 0 | 0 | 0 | 0 | 0 | 0 | 0 | 0 | 0 | 0 | 0 |  | 0 | 0
[14 empty] | 0 | 0 | 0 | 0 | 0 | 0 | 0 | 0 | 0 | 0 | 0 | 0 | 0 | 0 |  | 0 | 0
[14 empty] | 0 | 0 | 0 | 0 | 0 | 0 | 0 | 0 | 0 | 0 | 0 | 0 | 0 | 0 |  | 0 | 0
[14 empty] | 0 | 0 | 0 | 0 | 0 | 0 | 0 | 0 | 0 | 0 | 0 | 0 | 0 | 0 |  | 0 | 0
[14 empty] | 0 | 0 | 0 | 0 | 0 | 0 | 0 | 0 | 0 | 0 | 0 | 0 | 0 | 0 |  | 0 | 0
[14 empty] | 0 | 0 | 0 | 0 | 0 | 0 | 0 | 0 | 0 | 0 | 0 | 0 | 0 | 0 |  | 0 | 0
[14 empty] | 0 | 0 | 0 | 0 | 0 | 0 | 0 | 0 | 0 | 0 | 0 | 0 | 0 | 0 |  | 0 | 0
[14 empty] | 0 | 0 | 0 | 0 | 0 | 0 | 0 | 0 | 0 | 0 | 0 | 0 | 0 | 0 |  | 0 | 0
[14 empty] | 0 | 0 | 0 | 0 | 0 | 0 | 0 | 0 | 0 | 0 | 0 | 0 | 0 | 0 |  | 0 | 0
[14 empty] | 0 | 0 | 0 | 0 | 0 | 0 | 0 | 0 | 0 | 0 | 0 | 0 | 0 | 0 |  | 0 | 0
[14 empty] | 0 | 0 | 0 | 0 | 0 | 0 | 0 | 0 | 0 | 0 | 0 | 0 | 0 | 0 |  | 0 | 0
[14 empty] | 0 | 0 | 0 | 0 | 0 | 0 | 0 | 0 | 0 | 0 | 0 | 0 | 0 | 0 |  | 0 | 0
[14 empty] | 0 | 0 | 0 | 0 | 0 | 0 | 0 | 0 | 0 | 0 | 0 | 0 | 0 | 0 |  | 0 | 0
[14 empty] | 0 | 0 | 0 | 0 | 0 | 0 | 0 | 0 | 0 | 0 | 0 | 0 | 0 | 0 |  | 0 | 0
[14 empty] | 0 | 0 | 0 | 0 | 0 | 0 | 0 | 0 | 0 | 0 | 0 | 0 | 0 | 0 |  | 0 | 0
[14 empty] | 0 | 0 | 0 | 0 | 0 | 0 | 0 | 0 | 0 | 0 | 0 | 0 | 0 | 0 |  | 0 | 0
[14 empty] | 0 | 0 | 0 | 0 | 0 | 0 | 0 | 0 | 0 | 0 | 0 | 0 | 0 | 0 |  | 0 | 0
[14 empty] | 0 | 0 | 0 | 0 | 0 | 0 | 0 | 0 | 0 | 0 | 0 | 0 | 0 | 0 |  | 0 | 0
[14 empty] | 0 | 0 | 0 | 0 | 0 | 0 | 0 | 0 | 0 | 0 | 0 | 0 | 0 | 0 |  | 0 | 0
[14 empty] | 0 | 0 | 0 | 0 | 0 | 0 | 0 | 0 | 0 | 0 | 0 | 0 | 0 | 0 |  | 0 | 0
[14 empty] | 0 | 0 | 0 | 0 | 0 | 0 | 0 | 0 | 0 | 0 | 0 | 0 | 0 | 0 |  | 0 | 0
[14 empty] | 0 | 0 | 0 | 0 | 0 | 0 | 0 | 0 | 0 | 0 | 0 | 0 | 0 | 0 |  | 0 | 0
[14 empty] | 0 | 0 | 0 | 0 | 0 | 0 | 0 | 0 | 0 | 0 | 0 | 0 | 0 | 0 |  | 0 | 0
[14 empty] | 0 | 0 | 0 | 0 | 0 | 0 | 0 | 0 | 0 | 0 | 0 | 0 | 0 | 0 |  | 0 | 0
[14 empty] | 0 | 0 | 0 | 0 | 0 | 0 | 0 | 0 | 0 | 0 | 0 | 0 | 0 | 0 |  | 0 | 0
[14 empty] | 0 | 0 | 0 | 0 | 0 | 0 | 0 | 0 | 0 | 0 | 0 | 0 | 0 | 0 |  | 0 | 0
[14 empty] | 0 | 0 | 0 | 0 | 0 | 0 | 0 | 0 | 0 | 0 | 0 | 0 | 0 | 0 |  | 0 | 0
[14 empty] | 0 | 0 | 0 | 0 | 0 | 0 | 0 | 0 | 0 | 0 | 0 | 0 | 0 | 0 |  | 0 | 0
[14 empty] | 0 | 0 | 0 | 0 | 0 | 0 | 0 | 0 | 0 | 0 | 0 | 0 | 0 | 0 |  | 0 | 0
[14 empty] | 0 | 0 | 0 | 0 | 0 | 0 | 0 | 0 | 0 | 0 | 0 | 0 | 0 | 0 |  | 0 | 0
[14 empty] | 0 | 0 | 0 | 0 | 0 | 0 | 0 | 0 | 0 | 0 | 0 | 0 | 0 | 0 |  | 0 | 0
[14 empty] | 0 | 0 | 0 | 0 | 0 | 0 | 0 | 0 | 0 | 0 | 0 | 0 | 0 | 0 |  | 0 | 0
[14 empty] | 0 | 0 | 0 | 0 | 0 | 0 | 0 | 0 | 0 | 0 | 0 | 0 | 0 | 0 |  | 0 | 0
[14 empty] | 0 | 0 | 0 | 0 | 0 | 0 | 0 | 0 | 0 | 0 | 0 | 0 | 0 | 0 |  | 0 | 0
[14 empty] | 0 | 0 | 0 | 0 | 0 | 0 | 0 | 0 | 0 | 0 | 0 | 0 | 0 | 0 |  | 0 | 0
[14 empty] | 0 | 0 | 0 | 0 | 0 | 0 | 0 | 0 | 0 | 0 | 0 | 0 | 0 | 0 |  | 0 | 0
[14 empty] | 0 | 0 | 0 | 0 | 0 | 0 | 0 | 0 | 0 | 0 | 0 | 0 | 0 | 0 |  | 0 | 0
[14 empty] | 0 | 0 | 0 | 0 | 0 | 0 | 0 | 0 | 0 | 0 | 0 | 0 | 0 | 0 |  | 0 | 0
[14 empty] | 0 | 0 | 0 | 0 | 0 | 0 | 0 | 0 | 0 | 0 | 0 | 0 | 0 | 0 |  | 0 | 0
[14 empty] | 0 | 0 | 0 | 0 | 0 | 0 | 0 | 0 | 0 | 0 | 0 | 0 | 0 | 0 |  | 0 | 0
[14 empty] | 0 | 0 | 0 | 0 | 0 | 0 | 0 | 0 | 0 | 0 | 0 | 0 | 0 | 0 |  | 0 | 0
[14 empty] | 0 | 0 | 0 | 0 | 0 | 0 | 0 | 0 | 0 | 0 | 0 | 0 | 0 | 0 |  | 0 | 0
[14 empty] | 0 | 0 | 0 | 0 | 0 | 0 | 0 | 0 | 0 | 0 | 0 | 0 | 0 | 0 |  | 0 | 0
[14 empty] | 0 | 0 | 0 | 0 | 0 | 0 | 0 | 0 | 0 | 0 | 0 | 0 | 0 | 0 |  | 0 | 0
[14 empty] | 0 | 0 | 0 | 0 | 0 | 0 | 0 | 0 | 0 | 0 | 0 | 0 | 0 | 0 |  | 0 | 0
[14 empty] | 0 | 0 | 0 | 0 | 0 | 0 | 0 | 0 | 0 | 0 | 0 | 0 | 0 | 0 |  | 0 | 0
[14 empty] | 0 | 0 | 0 | 0 | 0 | 0 | 0 | 0 | 0 | 0 | 0 | 0 | 0 | 0 |  | 0 | 0
[14 empty] | 0 | 0 | 0 | 0 | 0 | 0 | 0 | 0 | 0 | 0 | 0 | 0 | 0 | 0 |  | 0 | 0
[14 empty] | 0 | 0 | 0 | 0 | 0 | 0 | 0 | 0 | 0 | 0 | 0 | 0 | 0 | 0 |  | 0 | 0
[14 empty] | 0 | 0 | 0 | 0 | 0 | 0 | 0 | 0 | 0 | 0 | 0 | 0 | 0 | 0 |  | 0 | 0
[14 empty] | 0 | 0 | 0 | 0 | 0 | 0 | 0 | 0 | 0 | 0 | 0 | 0 | 0 | 0 |  | 0 | 0
[14 empty] | 0 | 0 | 0 | 0 | 0 | 0 | 0 | 0 | 0 | 0 | 0 | 0 | 0 | 0 |  | 0 | 0
[14 empty] | 0 | 0 | 0 | 0 | 0 | 0 | 0 | 0 | 0 | 0 | 0 | 0 | 0 | 0 |  | 0 | 0
[14 empty] | 0 | 0 | 0 | 0 | 0 | 0 | 0 | 0 | 0 | 0 | 0 | 0 | 0 | 0 |  | 0 | 0
[14 empty] | 0 | 0 | 0 | 0 | 0 | 0 | 0 | 0 | 0 | 0 | 0 | 0 | 0 | 0 |  | 0 | 0
[14 empty] | 0 | 0 | 0 | 0 | 0 | 0 | 0 | 0 | 0 | 0 | 0 | 0 | 0 | 0 |  | 0 | 0
[14 empty] | 0 | 0 | 0 | 0 | 0 | 0 | 0 | 0 | 0 | 0 | 0 | 0 | 0 | 0 |  | 0 | 0
[14 empty] | 0 | 0 | 0 | 0 | 0 | 0 | 0 | 0 | 0 | 0 | 0 | 0 | 0 | 0 |  | 0 | 0
[14 empty] | 0 | 0 | 0 | 0 | 0 | 0 | 0 | 0 | 0 | 0 | 0 | 0 | 0 | 0 |  | 0 | 0
[14 empty] | 0 | 0 | 0 | 0 | 0 | 0 | 0 | 0 | 0 | 0 | 0 | 0 | 0 | 0 |  | 0 | 0
[14 empty] | 0 | 0 | 0 | 0 | 0 | 0 | 0 | 0 | 0 | 0 | 0 | 0 | 0 | 0 |  | 0 | 0
[14 empty] | 0 | 0 | 0 | 0 | 0 | 0 | 0 | 0 | 0 | 0 | 0 | 0 | 0 | 0 |  | 0 | 0
[14 empty] | 0 | 0 | 0 | 0 | 0 | 0 | 0 | 0 | 0 | 0 | 0 | 0 | 0 | 0 |  | 0 | 0
[14 empty] | 0 | 0 | 0 | 0 | 0 | 0 | 0 | 0 | 0 | 0 | 0 | 0 | 0 | 0 |  | 0 | 0
[14 empty] | 0 | 0 | 0 | 0 | 0 | 0 | 0 | 0 | 0 | 0 | 0 | 0 | 0 | 0 |  | 0 | 0
[14 empty] | 0 | 0 | 0 | 0 | 0 | 0 | 0 | 0 | 0 | 0 | 0 | 0 | 0 | 0 |  | 0 | 0
[14 empty] | 0 | 0 | 0 | 0 | 0 | 0 | 0 | 0 | 0 | 0 | 0 | 0 | 0 | 0 |  | 0 | 0
[14 empty] | 0 | 0 | 0 | 0 | 0 | 0 | 0 | 0 | 0 | 0 | 0 | 0 | 0 | 0 |  | 0 | 0
[14 empty] | 0 | 0 | 0 | 0 | 0 | 0 | 0 | 0 | 0 | 0 | 0 | 0 | 0 | 0 |  | 0 | 0
[14 empty] | 0 | 0 | 0 | 0 | 0 | 0 | 0 | 0 | 0 | 0 | 0 | 0 | 0 | 0 |  | 0 | 0
[14 empty] | 0 | 0 | 0 | 0 | 0 | 0 | 0 | 0 | 0 | 0 | 0 | 0 | 0 | 0 |  | 0 | 0
[14 empty] | 0 | 0 | 0 | 0 | 0 | 0 | 0 | 0 | 0 | 0 | 0 | 0 | 0 | 0 |  | 0 | 0
[14 empty] | 0 | 0 | 0 | 0 | 0 | 0 | 0 | 0 | 0 | 0 | 0 | 0 | 0 | 0 |  | 0 | 0
[14 empty] | 0 | 0 | 0 | 0 | 0 | 0 | 0 | 0 | 0 | 0 | 0 | 0 | 0 | 0 |  | 0 | 0
[14 empty] | 0 | 0 | 0 | 0 | 0 | 0 | 0 | 0 | 0 | 0 | 0 | 0 | 0 | 0 |  | 0 | 0
[14 empty] | 0 | 0 | 0 | 0 | 0 | 0 | 0 | 0 | 0 | 0 | 0 | 0 | 0 | 0 |  | 0 | 0
[14 empty] | 0 | 0 | 0 | 0 | 0 | 0 | 0 | 0 | 0 | 0 | 0 | 0 | 0 | 0 |  | 0 | 0
[14 empty] | 0 | 0 | 0 | 0 | 0 | 0 | 0 | 0 | 0 | 0 | 0 | 0 | 0 | 0 |  | 0 | 0
[14 empty] | 0 | 0 | 0 | 0 | 0 | 0 | 0 | 0 | 0 | 0 | 0 | 0 | 0 | 0 |  | 0 | 0
[14 empty] | 0 | 0 | 0 | 0 | 0 | 0 | 0 | 0 | 0 | 0 | 0 | 0 | 0 | 0 |  | 0 | 0
[14 empty] | 0 | 0 | 0 | 0 | 0 | 0 | 0 | 0 | 0 | 0 | 0 | 0 | 0 | 0 |  | 0 | 0
[14 empty] | 0 | 0 | 0 | 0 | 0 | 0 | 0 | 0 | 0 | 0 | 0 | 0 | 0 | 0 |  | 0 | 0
[14 empty] | 0 | 0 | 0 | 0 | 0 | 0 | 0 | 0 | 0 | 0 | 0 | 0 | 0 | 0 |  | 0 | 0
[14 empty] | 0 | 0 | 0 | 0 | 0 | 0 | 0 | 0 | 0 | 0 | 0 | 0 | 0 | 0 |  | 0 | 0
[14 empty] | 0 | 0 | 0 | 0 | 0 | 0 | 0 | 0 | 0 | 0 | 0 | 0 | 0 | 0 |  | 0 | 0
[14 empty] | 0 | 0 | 0 | 0 | 0 | 0 | 0 | 0 | 0 | 0 | 0 | 0 | 0 | 0 |  | 0 | 0
[14 empty] | 0 | 0 | 0 | 0 | 0 | 0 | 0 | 0 | 0 | 0 | 0 | 0 | 0 | 0 |  | 0 | 0
[14 empty] | 0 | 0 | 0 | 0 | 0 | 0 | 0 | 0 | 0 | 0 | 0 | 0 | 0 | 0 |  | 0 | 0
[14 empty] | 0 | 0 | 0 | 0 | 0 | 0 | 0 | 0 | 0 | 0 | 0 | 0 | 0 | 0 |  | 0 | 0
[14 empty] | 0 | 0 | 0 | 0 | 0 | 0 | 0 | 0 | 0 | 0 | 0 | 0 | 0 | 0 |  | 0 | 0
[14 empty] | 0 | 0 | 0 | 0 | 0 | 0 | 0 | 0 | 0 | 0 | 0 | 0 | 0 | 0 |  | 0 | 0
[14 empty] | 0 | 0 | 0 | 0 | 0 | 0 | 0 | 0 | 0 | 0 | 0 | 0 | 0 | 0 |  | 0 | 0
[14 empty] | 0 | 0 | 0 | 0 | 0 | 0 | 0 | 0 | 0 | 0 | 0 | 0 | 0 | 0 |  | 0 | 0
[14 empty] | 0 | 0 | 0 | 0 | 0 | 0 | 0 | 0 | 0 | 0 | 0 | 0 | 0 | 0 |  | 0 | 0
[14 empty] | 0 | 0 | 0 | 0 | 0 | 0 | 0 | 0 | 0 | 0 | 0 | 0 | 0 | 0 |  | 0 | 0
[14 empty] | 0 | 0 | 0 | 0 | 0 | 0 | 0 | 0 | 0 | 0 | 0 | 0 | 0 | 0 |  | 0 | 0
[14 empty] | 0 | 0 | 0 | 0 | 0 | 0 | 0 | 0 | 0 | 0 | 0 | 0 | 0 | 0 |  | 0 | 0
[14 empty] | 0 | 0 | 0 | 0 | 0 | 0 | 0 | 0 | 0 | 0 | 0 | 0 | 0 | 0 |  | 0 | 0
[14 empty] | 0 | 0 | 0 | 0 | 0 | 0 | 0 | 0 | 0 | 0 | 0 | 0 | 0 | 0 |  | 0 | 0
[14 empty] | 0 | 0 | 0 | 0 | 0 | 0 | 0 | 0 | 0 | 0 | 0 | 0 | 0 | 0 |  | 0 | 0
[14 empty] | 0 | 0 | 0 | 0 | 0 | 0 | 0 | 0 | 0 | 0 | 0 | 0 | 0 | 0 |  | 0 | 0
[14 empty] | 0 | 0 | 0 | 0 | 0 | 0 | 0 | 0 | 0 | 0 | 0 | 0 | 0 | 0 |  | 0 | 0
[14 empty] | 0 | 0 | 0 | 0 | 0 | 0 | 0 | 0 | 0 | 0 | 0 | 0 | 0 | 0 |  | 0 | 0
[14 empty] | 0 | 0 | 0 | 0 | 0 | 0 | 0 | 0 | 0 | 0 | 0 | 0 | 0 | 0 |  | 0 | 0
[14 empty] | 0 | 0 | 0 | 0 | 0 | 0 | 0 | 0 | 0 | 0 | 0 | 0 | 0 | 0 |  | 0 | 0
[14 empty] | 0 | 0 | 0 | 0 | 0 | 0 | 0 | 0 | 0 | 0 | 0 | 0 | 0 | 0 |  | 0 | 0
[14 empty] | 0 | 0 | 0 | 0 | 0 | 0 | 0 | 0 | 0 | 0 | 0 | 0 | 0 | 0 |  | 0 | 0
[14 empty] | 0 | 0 | 0 | 0 | 0 | 0 | 0 | 0 | 0 | 0 | 0 | 0 | 0 | 0 |  | 0 | 0
[14 empty] | 0 | 0 | 0 | 0 | 0 | 0 | 0 | 0 | 0 | 0 | 0 | 0 | 0 | 0 |  | 0 | 0
[14 empty] | 0 | 0 | 0 | 0 | 0 | 0 | 0 | 0 | 0 | 0 | 0 | 0 | 0 | 0 |  | 0 | 0
[14 empty] | 0 | 0 | 0 | 0 | 0 | 0 | 0 | 0 | 0 | 0 | 0 | 0 | 0 | 0 |  | 0 | 0
[14 empty] | 0 | 0 | 0 | 0 | 0 | 0 | 0 | 0 | 0 | 0 | 0 | 0 | 0 | 0 |  | 0 | 0
[14 empty] | 0 | 0 | 0 | 0 | 0 | 0 | 0 | 0 | 0 | 0 | 0 | 0 | 0 | 0 |  | 0 | 0
[14 empty] | 0 | 0 | 0 | 0 | 0 | 0 | 0 | 0 | 0 | 0 | 0 | 0 | 0 | 0 |  | 0 | 0
[14 empty] | 0 | 0 | 0 | 0 | 0 | 0 | 0 | 0 | 0 | 0 | 0 | 0 | 0 | 0 |  | 0 | 0
[14 empty] | 0 | 0 | 0 | 0 | 0 | 0 | 0 | 0 | 0 | 0 | 0 | 0 | 0 | 0 |  | 0 | 0
[14 empty] | 0 | 0 | 0 | 0 | 0 | 0 | 0 | 0 | 0 | 0 | 0 | 0 | 0 | 0 |  | 0 | 0
[14 empty] | 0 | 0 | 0 | 0 | 0 | 0 | 0 | 0 | 0 | 0 | 0 | 0 | 0 | 0 |  | 0 | 0
[14 empty] | 0 | 0 | 0 | 0 | 0 | 0 | 0 | 0 | 0 | 0 | 0 | 0 | 0 | 0 |  | 0 | 0
[14 empty] | 0 | 0 | 0 | 0 | 0 | 0 | 0 | 0 | 0 | 0 | 0 | 0 | 0 | 0 |  | 0 | 0
[14 empty] | 0 | 0 | 0 | 0 | 0 | 0 | 0 | 0 | 0 | 0 | 0 | 0 | 0 | 0 |  | 0 | 0
[14 empty] | 0 | 0 | 0 | 0 | 0 | 0 | 0 | 0 | 0 | 0 | 0 | 0 | 0 | 0 |  | 0 | 0
[14 empty] | 0 | 0 | 0 | 0 | 0 | 0 | 0 | 0 | 0 | 0 | 0 | 0 | 0 | 0 |  | 0 | 0
[14 empty] | 0 | 0 | 0 | 0 | 0 | 0 | 0 | 0 | 0 | 0 | 0 | 0 | 0 | 0 |  | 0 | 0
[14 empty] | 0 | 0 | 0 | 0 | 0 | 0 | 0 | 0 | 0 | 0 | 0 | 0 | 0 | 0 |  | 0 | 0
[14 empty] | 0 | 0 | 0 | 0 | 0 | 0 | 0 | 0 | 0 | 0 | 0 | 0 | 0 | 0 |  | 0 | 0
[14 empty] | 0 | 0 | 0 | 0 | 0 | 0 | 0 | 0 | 0 | 0 | 0 | 0 | 0 | 0 |  | 0 | 0
[14 empty] | 0 | 0 | 0 | 0 | 0 | 0 | 0 | 0 | 0 | 0 | 0 | 0 | 0 | 0 |  | 0 | 0
[14 empty] | 0 | 0 | 0 | 0 | 0 | 0 | 0 | 0 | 0 | 0 | 0 | 0 | 0 | 0 |  | 0 | 0
[14 empty] | 0 | 0 | 0 | 0 | 0 | 0 | 0 | 0 | 0 | 0 | 0 | 0 | 0 | 0 |  | 0 | 0
[14 empty] | 0 | 0 | 0 | 0 | 0 | 0 | 0 | 0 | 0 | 0 | 0 | 0 | 0 | 0 |  | 0 | 0
[14 empty] | 0 | 0 | 0 | 0 | 0 | 0 | 0 | 0 | 0 | 0 | 0 | 0 | 0 | 0 |  | 0 | 0
[14 empty] | 0 | 0 | 0 | 0 | 0 | 0 | 0 | 0 | 0 | 0 | 0 | 0 | 0 | 0 |  | 0 | 0
[14 empty] | 0 | 0 | 0 | 0 | 0 | 0 | 0 | 0 | 0 | 0 | 0 | 0 | 0 | 0 |  | 0 | 0
[14 empty] | 0 | 0 | 0 | 0 | 0 | 0 | 0 | 0 | 0 | 0 | 0 | 0 | 0 | 0 |  | 0 | 0
[14 empty] | 0 | 0 | 0 | 0 | 0 | 0 | 0 | 0 | 0 | 0 | 0 | 0 | 0 | 0 |  | 0 | 0
[14 empty] | 0 | 0 | 0 | 0 | 0 | 0 | 0 | 0 | 0 | 0 | 0 | 0 | 0 | 0 |  | 0 | 0
[14 empty] | 0 | 0 | 0 | 0 | 0 | 0 | 0 | 0 | 0 | 0 | 0 | 0 | 0 | 0 |  | 0 | 0
[14 empty] | 0 | 0 | 0 | 0 | 0 | 0 | 0 | 0 | 0 | 0 | 0 | 0 | 0 | 0 |  | 0 | 0
[14 empty] | 0 | 0 | 0 | 0 | 0 | 0 | 0 | 0 | 0 | 0 | 0 | 0 | 0 | 0 |  | 0 | 0
[14 empty] | 0 | 0 | 0 | 0 | 0 | 0 | 0 | 0 | 0 | 0 | 0 | 0 | 0 | 0 |  | 0 | 0
[14 empty] | 0 | 0 | 0 | 0 | 0 | 0 | 0 | 0 | 0 | 0 | 0 | 0 | 0 | 0 |  | 0 | 0
[14 empty] | 0 | 0 | 0 | 0 | 0 | 0 | 0 | 0 | 0 | 0 | 0 | 0 | 0 | 0 |  | 0 | 0
[14 empty] | 0 | 0 | 0 | 0 | 0 | 0 | 0 | 0 | 0 | 0 | 0 | 0 | 0 | 0 |  | 0 | 0
[14 empty] | 0 | 0 | 0 | 0 | 0 | 0 | 0 | 0 | 0 | 0 | 0 | 0 | 0 | 0 |  | 0 | 0
[14 empty] | 0 | 0 | 0 | 0 | 0 | 0 | 0 | 0 | 0 | 0 | 0 | 0 | 0 | 0 |  | 0 | 0
[14 empty] | 0 | 0 | 0 | 0 | 0 | 0 | 0 | 0 | 0 | 0 | 0 | 0 | 0 | 0 |  | 0 | 0
[14 empty] | 0 | 0 | 0 | 0 | 0 | 0 | 0 | 0 | 0 | 0 | 0 | 0 | 0 | 0 |  | 0 | 0
[14 empty] | 0 | 0 | 0 | 0 | 0 | 0 | 0 | 0 | 0 | 0 | 0 | 0 | 0 | 0 |  | 0 | 0
[14 empty] | 0 | 0 | 0 | 0 | 0 | 0 | 0 | 0 | 0 | 0 | 0 | 0 | 0 | 0 |  | 0 | 0
[14 empty] | 0 | 0 | 0 | 0 | 0 | 0 | 0 | 0 | 0 | 0 | 0 | 0 | 0 | 0 |  | 0 | 0
[14 empty] | 0 | 0 | 0 | 0 | 0 | 0 | 0 | 0 | 0 | 0 | 0 | 0 | 0 | 0 |  | 0 | 0
[14 empty] | 0 | 0 | 0 | 0 | 0 | 0 | 0 | 0 | 0 | 0 | 0 | 0 | 0 | 0 |  | 0 | 0
[14 empty] | 0 | 0 | 0 | 0 | 0 | 0 | 0 | 0 | 0 | 0 | 0 | 0 | 0 | 0 |  | 0 | 0
[14 empty] | 0 | 0 | 0 | 0 | 0 | 0 | 0 | 0 | 0 | 0 | 0 | 0 | 0 | 0 |  | 0 | 0
[14 empty] | 0 | 0 | 0 | 0 | 0 | 0 | 0 | 0 | 0 | 0 | 0 | 0 | 0 | 0 |  | 0 | 0
[14 empty] | 0 | 0 | 0 | 0 | 0 | 0 | 0 | 0 | 0 | 0 | 0 | 0 | 0 | 0 |  | 0 | 0
[14 empty] | 0 | 0 | 0 | 0 | 0 | 0 | 0 | 0 | 0 | 0 | 0 | 0 | 0 | 0 |  | 0 | 0
[14 empty] | 0 | 0 | 0 | 0 | 0 | 0 | 0 | 0 | 0 | 0 | 0 | 0 | 0 | 0 |  | 0 | 0
[14 empty] | 0 | 0 | 0 | 0 | 0 | 0 | 0 | 0 | 0 | 0 | 0 | 0 | 0 | 0 |  | 0 | 0
[14 empty] | 0 | 0 | 0 | 0 | 0 | 0 | 0 | 0 | 0 | 0 | 0 | 0 | 0 | 0 |  | 0 | 0
[14 empty] | 0 | 0 | 0 | 0 | 0 | 0 | 0 | 0 | 0 | 0 | 0 | 0 | 0 | 0 |  | 0 | 0
[14 empty] | 0 | 0 | 0 | 0 | 0 | 0 | 0 | 0 | 0 | 0 | 0 | 0 | 0 | 0 |  | 0 | 0
[14 empty] | 0 | 0 | 0 | 0 | 0 | 0 | 0 | 0 | 0 | 0 | 0 | 0 | 0 | 0
[14 empty] | 0 | 0 | 0 | 0 | 0 | 0 | 0 | 0 | 0 | 0 | 0 | 0 | 0 | 0
[14 empty] | 0 | 0 | 0 | 0 | 0 | 0 | 0 | 0 | 0 | 0 | 0 | 0 | 0 | 0
[14 empty] | 0 | 0 | 0 | 0 | 0 | 0 | 0 | 0 | 0 | 0 | 0 | 0 | 0 | 0
[14 empty] | 0 | 0 | 0 | 0 | 0 | 0 | 0 | 0 | 0 | 0 | 0 | 0 | 0 | 0
[14 empty] | 0 | 0 | 0 | 0 | 0 | 0 | 0 | 0 | 0 | 0 | 0 | 0 | 0 | 0
[14 empty] | 0 | 0 | 0 | 0 | 0 | 0 | 0 | 0 | 0 | 0 | 0 | 0 | 0 | 0
[14 empty] | 0 | 0 | 0 | 0 | 0 | 0 | 0 | 0 | 0 | 0 | 0 | 0 | 0 | 0
[14 empty] | 0 | 0 | 0 | 0 | 0 | 0 | 0 | 0 | 0 | 0 | 0 | 0 | 0 | 0
[14 empty] | 0 | 0 | 0 | 0 | 0 | 0 | 0 | 0 | 0 | 0 | 0 | 0 | 0 | 0
[14 empty] | 0 | 0 | 0 | 0 | 0 | 0 | 0 | 0 | 0 | 0 | 0 | 0 | 0 | 0
[14 empty] | 0 | 0 | 0 | 0 | 0 | 0 | 0 | 0 | 0 | 0 | 0 | 0 | 0 | 0
[14 empty] | 0 | 0 | 0 | 0 | 0 | 0 | 0 | 0 | 0 | 0 | 0 | 0 | 0 | 0
[14 empty] | 0 | 0 | 0 | 0 | 0 | 0 | 0 | 0 | 0 | 0 | 0 | 0 | 0 | 0
[14 empty] | 0 | 0 | 0 | 0 | 0 | 0 | 0 | 0 | 0 | 0 | 0 | 0 | 0 | 0
[14 empty] | 0 | 0 | 0 | 0 | 0 | 0 | 0 | 0 | 0 | 0 | 0 | 0 | 0 | 0
[14 empty] | 0 | 0 | 0 | 0 | 0 | 0 | 0 | 0 | 0 | 0 | 0 | 0 | 0 | 0
[14 empty] | 0 | 0 | 0 | 0 | 0 | 0 | 0 | 0 | 0 | 0 | 0 | 0 | 0 | 0
[14 empty] | 0 | 0 | 0 | 0 | 0 | 0 | 0 | 0 | 0 | 0 | 0 | 0 | 0 | 0
[14 empty] | 0 | 0 | 0 | 0 | 0 | 0 | 0 | 0 | 0 | 0 | 0 | 0 | 0 | 0
[14 empty] | 0 | 0 | 0 | 0 | 0 | 0 | 0 | 0 | 0 | 0 | 0 | 0 | 0 | 0
[14 empty] | 0 | 0 | 0 | 0 | 0 | 0 | 0 | 0 | 0 | 0 | 0 | 0 | 0 | 0
[14 empty] | 0 | 0 | 0 | 0 | 0 | 0 | 0 | 0 | 0 | 0 | 0 | 0 | 0 | 0
[14 empty] | 0 | 0 | 0 | 0 | 0 | 0 | 0 | 0 | 0 | 0 | 0 | 0 | 0 | 0
[14 empty] | 0 | 0 | 0 | 0 | 0 | 0 | 0 | 0 | 0 | 0 | 0 | 0 | 0 | 0
[14 empty] | 0 | 0 | 0 | 0 | 0 | 0 | 0 | 0 | 0 | 0 | 0 | 0 | 0 | 0
[14 empty] | 0 | 0 | 0 | 0 | 0 | 0 | 0 | 0 | 0 | 0 | 0 | 0 | 0 | 0
[14 empty] | 0 | 0 | 0 | 0 | 0 | 0 | 0 | 0 | 0 | 0 | 0 | 0 | 0 | 0
[14 empty] | 0 | 0 | 0 | 0 | 0 | 0 | 0 | 0 | 0 | 0 | 0 | 0 | 0 | 0
[14 empty] | 0 | 0 | 0 | 0 | 0 | 0 | 0 | 0 | 0 | 0 | 0 | 0 | 0 | 0
[14 empty] | 0 | 0 | 0 | 0 | 0 | 0 | 0 | 0 | 0 | 0 | 0 | 0 | 0 | 0
[14 empty] | 0 | 0 | 0 | 0 | 0 | 0 | 0 | 0 | 0 | 0 | 0 | 0 | 0 | 0
[14 empty] | 0 | 0 | 0 | 0 | 0 | 0 | 0 | 0 | 0 | 0 | 0 | 0 | 0 | 0
[14 empty] | 0 | 0 | 0 | 0 | 0 | 0 | 0 | 0 | 0 | 0 | 0 | 0 | 0 | 0
[14 empty] | 0 | 0 | 0 | 0 | 0 | 0 | 0 | 0 | 0 | 0 | 0 | 0 | 0 | 0
[14 empty] | 0 | 0 | 0 | 0 | 0 | 0 | 0 | 0 | 0 | 0 | 0 | 0 | 0 | 0
[14 empty] | 0 | 0 | 0 | 0 | 0 | 0 | 0 | 0 | 0 | 0 | 0 | 0 | 0 | 0
[14 empty] | 0 | 0 | 0 | 0 | 0 | 0 | 0 | 0 | 0 | 0 | 0 | 0 | 0 | 0
[14 empty] | 0 | 0 | 0 | 0 | 0 | 0 | 0 | 0 | 0 | 0 | 0 | 0 | 0 | 0
[14 empty] | 0 | 0 | 0 | 0 | 0 | 0 | 0 | 0 | 0 | 0 | 0 | 0 | 0 | 0
[14 empty] | 0 | 0 | 0 | 0 | 0 | 0 | 0 | 0 | 0 | 0 | 0 | 0 | 0 | 0
[14 empty] | 0 | 0 | 0 | 0 | 0 | 0 | 0 | 0 | 0 | 0 | 0 | 0 | 0 | 0
[14 empty] | 0 | 0 | 0 | 0 | 0 | 0 | 0 | 0 | 0 | 0 | 0 | 0 | 0 | 0
[14 empty] | 0 | 0 | 0 | 0 | 0 | 0 | 0 | 0 | 0 | 0 | 0 | 0 | 0 | 0
[14 empty] | 0 | 0 | 0 | 0 | 0 | 0 | 0 | 0 | 0 | 0 | 0 | 0 | 0 | 0
[14 empty] | 0 | 0 | 0 | 0 | 0 | 0 | 0 | 0 | 0 | 0 | 0 | 0 | 0 | 0
[14 empty] | 0 | 0 | 0 | 0 | 0 | 0 | 0 | 0 | 0 | 0 | 0 | 0 | 0 | 0
[14 empty] | 0 | 0 | 0 | 0 | 0 | 0 | 0 | 0 | 0 | 0 | 0 | 0 | 0 | 0
[14 empty] | 0 | 0 | 0 | 0 | 0 | 0 | 0 | 0 | 0 | 0 | 0 | 0 | 0 | 0
[14 empty] | 0 | 0 | 0 | 0 | 0 | 0 | 0 | 0 | 0 | 0 | 0 | 0 | 0 | 0
[14 empty] | 0 | 0 | 0 | 0 | 0 | 0 | 0 | 0 | 0 | 0 | 0 | 0 | 0 | 0
[14 empty] | 0 | 0 | 0 | 0 | 0 | 0 | 0 | 0 | 0 | 0 | 0 | 0 | 0 | 0
[14 empty] | 0 | 0 | 0 | 0 | 0 | 0 | 0 | 0 | 0 | 0 | 0 | 0 | 0 | 0
[14 empty] | 0 | 0 | 0 | 0 | 0 | 0 | 0 | 0 | 0 | 0 | 0 | 0 | 0 | 0
[14 empty] | 0 | 0 | 0 | 0 | 0 | 0 | 0 | 0 | 0 | 0 | 0 | 0 | 0 | 0
[14 empty] | 0 | 0 | 0 | 0 | 0 | 0 | 0 | 0 | 0 | 0 | 0 | 0 | 0 | 0
[14 empty] | 0 | 0 | 0 | 0 | 0 | 0 | 0 | 0 | 0 | 0 | 0 | 0 | 0 | 0
[14 empty] | 0 | 0 | 0 | 0 | 0 | 0 | 0 | 0 | 0 | 0 | 0 | 0 | 0 | 0
[14 empty] | 0 | 0 | 0 | 0 | 0 | 0 | 0 | 0 | 0 | 0 | 0 | 0 | 0 | 0
[14 empty] | 0 | 0 | 0 | 0 | 0 | 0 | 0 | 0 | 0 | 0 | 0 | 0 | 0 | 0
[14 empty] | 0 | 0 | 0 | 0 | 0 | 0 | 0 | 0 | 0 | 0 | 0 | 0 | 0 | 0
[14 empty] | 0 | 0 | 0 | 0 | 0 | 0 | 0 | 0 | 0 | 0 | 0 | 0 | 0 | 0
[14 empty] | 0 | 0 | 0 | 0 | 0 | 0 | 0 | 0 | 0 | 0 | 0 | 0 | 0 | 0
[14 empty] | 0 | 0 | 0 | 0 | 0 | 0 | 0 | 0 | 0 | 0 | 0 | 0 | 0 | 0
[14 empty] | 0 | 0 | 0 | 0 | 0 | 0 | 0 | 0 | 0 | 0 | 0 | 0 | 0 | 0
[14 empty] | 0 | 0 | 0 | 0 | 0 | 0 | 0 | 0 | 0 | 0 | 0 | 0 | 0 | 0
[14 empty] | 0 | 0 | 0 | 0 | 0 | 0 | 0 | 0 | 0 | 0 | 0 | 0 | 0 | 0
[14 empty] | 0 | 0 | 0 | 0 | 0 | 0 | 0 | 0 | 0 | 0 | 0 | 0 | 0 | 0
[14 empty] | 0 | 0 | 0 | 0 | 0 | 0 | 0 | 0 | 0 | 0 | 0 | 0 | 0 | 0
[14 empty] | 0 | 0 | 0 | 0 | 0 | 0 | 0 | 0 | 0 | 0 | 0 | 0 | 0 | 0
[14 empty] | 0 | 0 | 0 | 0 | 0 | 0 | 0 | 0 | 0 | 0 | 0 | 0 | 0 | 0
[14 empty] | 0 | 0 | 0 | 0 | 0 | 0 | 0 | 0 | 0 | 0 | 0 | 0 | 0 | 0
[14 empty] | 0 | 0 | 0 | 0 | 0 | 0 | 0 | 0 | 0 | 0 | 0 | 0 | 0 | 0
[14 empty] | 0 | 0 | 0 | 0 | 0 | 0 | 0 | 0 | 0 | 0 | 0 | 0 | 0 | 0
[14 empty] | 0 | 0 | 0 | 0 | 0 | 0 | 0 | 0 | 0 | 0 | 0 | 0 | 0 | 0
[14 empty] | 0 | 0 | 0 | 0 | 0 | 0 | 0 | 0 | 0 | 0 | 0 | 0 | 0 | 0
[14 empty] | 0 | 0 | 0 | 0 | 0 | 0 | 0 | 0 | 0 | 0 | 0 | 0 | 0 | 0
[14 empty] | 0 | 0 | 0 | 0 | 0 | 0 | 0 | 0 | 0 | 0 | 0 | 0 | 0 | 0
[14 empty] | 0 | 0 | 0 | 0 | 0 | 0 | 0 | 0 | 0 | 0 | 0 | 0 | 0 | 0
[14 empty] | 0 | 0 | 0 | 0 | 0 | 0 | 0 | 0 | 0 | 0 | 0 | 0 | 0 | 0
[14 empty] | 0 | 0 | 0 | 0 | 0 | 0 | 0 | 0 | 0 | 0 | 0 | 0 | 0 | 0
[14 empty] | 0 | 0 | 0 | 0 | 0 | 0 | 0 | 0 | 0 | 0 | 0 | 0 | 0 | 0
[14 empty] | 0 | 0 | 0 | 0 | 0 | 0 | 0 | 0 | 0 | 0 | 0 | 0 | 0 | 0
[14 empty] | 0 | 0 | 0 | 0 | 0 | 0 | 0 | 0 | 0 | 0 | 0 | 0 | 0 | 0
[14 empty] | 0 | 0 | 0 | 0 | 0 | 0 | 0 | 0 | 0 | 0 | 0 | 0 | 0 | 0
[14 empty] | 0 | 0 | 0 | 0 | 0 | 0 | 0 | 0 | 0 | 0 | 0 | 0 | 0 | 0
[14 empty] | 0 | 0 | 0 | 0 | 0 | 0 | 0 | 0 | 0 | 0 | 0 | 0 | 0 | 0
[14 empty] | 0 | 0 | 0 | 0 | 0 | 0 | 0 | 0 | 0 | 0 | 0 | 0 | 0 | 0
[14 empty] | 0 | 0 | 0 | 0 | 0 | 0 | 0 | 0 | 0 | 0 | 0 | 0 | 0 | 0
[14 empty] | 0 | 0 | 0 | 0 | 0 | 0 | 0 | 0 | 0 | 0 | 0 | 0 | 0 | 0
[14 empty] | 0 | 0 | 0 | 0 | 0 | 0 | 0 | 0 | 0 | 0 | 0 | 0 | 0 | 0
[14 empty] | 0 | 0 | 0 | 0 | 0 | 0 | 0 | 0 | 0 | 0 | 0 | 0 | 0 | 0
[14 empty] | 0 | 0 | 0 | 0 | 0 | 0 | 0 | 0 | 0 | 0 | 0 | 0 | 0 | 0
[14 empty] | 0 | 0 | 0 | 0 | 0 | 0 | 0 | 0 | 0 | 0 | 0 | 0 | 0 | 0
[14 empty] | 0 | 0 | 0 | 0 | 0 | 0 | 0 | 0 | 0 | 0 | 0 | 0 | 0 | 0
[14 empty] | 0 | 0 | 0 | 0 | 0 | 0 | 0 | 0 | 0 | 0 | 0 | 0 | 0 | 0
[14 empty] | 0 | 0 | 0 | 0 | 0 | 0 | 0 | 0 | 0 | 0 | 0 | 0 | 0 | 0
[14 empty] | 0 | 0 | 0 | 0 | 0 | 0 | 0 | 0 | 0 | 0 | 0 | 0 | 0 | 0
[14 empty] | 0 | 0 | 0 | 0 | 0 | 0 | 0 | 0 | 0 | 0 | 0 | 0 | 0 | 0
[14 empty] | 0 | 0 | 0 | 0 | 0 | 0 | 0 | 0 | 0 | 0 | 0 | 0 | 0 | 0

## KNOWIFY PHASES
|  |  |  | Total Cost |  |  | Materials |  |  | Labor |  |  | Subcontractors |  |  | Equipment |  |  | Miscellanea
Phase | Status | Progress | Cost vs Budget | Cost to Date | Budgeted | Remaining | Cost to Date | Budgeted | Remaining | Cost to Date | Budgeted | Remaining | Cost to Date | Budgeted | Remaining | Cost to Date | Budgeted | Remaining | Cost to Date | Budgeted | Remaining
Fire Sprinklers | Active |  | 0.8865 | 833305.74 | 940000 | 106694.26 | 0 | 0 | 0 | 0 | 0 | 0 | 833305.74 | 940000 | 106694.26 | 0 | 0 | 0 | 0 | 0 | 0
P - Water Connection Temporary | Closed |  | 0.67891 | 3733.98 | 5500 | 1766.02 | 3203.97 | 1500 | -1703.97 | 530.01 | 4000 | 3469.99 | 0 | 0 | 0 | 0 | 0 | 0 | 0 | 0 | 0
P - Foundation Plumbing & Sumps | Closed |  | 1.1768 | 188280.25 | 160000 | -28280.25 | 127755.62 | 125000 | -2755.62 | 60524.63 | 35000 | -25524.63 | 0 | 0 | 0 | 0 | 0 | 0 | 0 | 0 | 0
P - Parkade Plumbing (Labour & Material) | Active |  | 0.95709 | 172275.36 | 180000 | 7724.64 | 60999.27 | 110000 | 49000.73 | 109892.33 | 70000 | -39892.33 | 0 | 0 | 0 | 1383.76 | 0 | -1383.76 | 0 | 0 | 0
P - BLDG A - L1 Plumbing Rough-in (Labour) | Active |  | 1.9742 | 78969.73 | 40000 | -38969.73 | 0 | 0 | 0 | 78969.73 | 40000 | -38969.73 | 0 | 0 | 0 | 0 | 0 | 0 | 0 | 0 | 0
P - BLDG A - L2 Plumbing Rough-in (Labour) | Active |  | 1.1031 | 44124.47 | 40000 | -4124.47 | 0 | 0 | 0 | 44124.47 | 40000 | -4124.47 | 0 | 0 | 0 | 0 | 0 | 0 | 0 | 0 | 0
P - BLDG A - L3 Plumbing Rough-in (Labour) | Closed |  | 1.0555 | 42219.99 | 40000 | -2219.99 | 0 | 0 | 0 | 37888.74 | 40000 | 2111.26 | 4331.25 | 0 | -4331.25 | 0 | 0 | 0 | 0 | 0 | 0
P - BLDG A - L4 Plumbing Rough-in (Labour) | Closed |  | 1.0908 | 43632.52 | 40000 | -3632.52 | 0 | 0 | 0 | 43632.52 | 40000 | -3632.52 | 0 | 0 | 0 | 0 | 0 | 0 | 0 | 0 | 0
P - BLDG A - L5 Plumbing Rough-in (Labour) | Closed |  | 0.96362 | 38544.91 | 40000 | 1455.09 | 0 | 0 | 0 | 38544.91 | 40000 | 1455.09 | 0 | 0 | 0 | 0 | 0 | 0 | 0 | 0 | 0
P - BLDG A - L6 Plumbing Rough-in (Labour) | Closed |  | 0.74279 | 29711.57 | 40000 | 10288.43 | 0 | 0 | 0 | 29711.57 | 40000 | 10288.43 | 0 | 0 | 0 | 0 | 0 | 0 | 0 | 0 | 0
P - BLDG A - Roof Plumbing (Labour & Material) | Closed |  | 0.012289 | 491.54 | 40000 | 39508.46 | 0 | 12400 | 12400 | 491.54 | 27600 | 27108.46 | 0 | 0 | 0 | 0 | 0 | 0 | 0 | 0 | 0
P - BLDG A - Material Supply | Active |  | 1.3199 | 263983.93 | 200000 | -63983.93 | 263945.54 | 200000 | -63945.54 | 0 | 0 | 0 | 0 | 0 | 0 | 38.39 | 0 | -38.39 | 0 | 0 | 0
P - BLDG A - Plumbing Fixtures & Access Panels Supply | Active |  | 0.69569 | 236533.26 | 340000 | 103466.74 | 236533.26 | 340000 | 103466.74 | 0 | 0 | 0 | 0 | 0 | 0 | 0 | 0 | 0 | 0 | 0 | 0
P - BLDG A - L1 Plumbing Finishing (Labour) | Closed |  | 0.017868 | 536.04 | 30000 | 29463.96 | 0 | 0 | 0 | 536.04 | 30000 | 29463.96 | 0 | 0 | 0 | 0 | 0 | 0 | 0 | 0 | 0
P - BLDG A - L2 Plumbing Finishing (Labour) | Closed |  | 0.042395 | 1271.84 | 30000 | 28728.16 | 0 | 0 | 0 | 1271.84 | 30000 | 28728.16 | 0 | 0 | 0 | 0 | 0 | 0 | 0 | 0 | 0
P - BLDG A - L3 Plumbing Finishing (Labour) | Closed |  | 0 | 0 | 30000 | 30000 | 0 | 0 | 0 | 0 | 30000 | 30000 | 0 | 0 | 0 | 0 | 0 | 0 | 0 | 0 | 0
P - BLDG A - L4 Plumbing Finishing (Labour) | Active |  | 0.50254 | 15076.26 | 30000 | 14923.74 | 0 | 0 | 0 | 15076.26 | 30000 | 14923.74 | 0 | 0 | 0 | 0 | 0 | 0 | 0 | 0 | 0
P - BLDG A - L5 Plumbing Finishing (Labour) | Active |  | 0.49331 | 14799.4 | 30000 | 15200.6 | 0 | 0 | 0 | 14799.4 | 30000 | 15200.6 | 0 | 0 | 0 | 0 | 0 | 0 | 0 | 0 | 0
P - BLDG A - L6 Plumbing Finishing (Labour) | Active |  | 0.64896 | 19468.79 | 30000 | 10531.21 | 0 | 0 | 0 | 19468.79 | 30000 | 10531.21 | 0 | 0 | 0 | 0 | 0 | 0 | 0 | 0 | 0
P - BLDG B - L1 Plumbing Rough-in (Labour) | Active |  | 1.8156 | 72622.68 | 40000 | -32622.68 | 0 | 0 | 0 | 72622.68 | 40000 | -32622.68 | 0 | 0 | 0 | 0 | 0 | 0 | 0 | 0 | 0
P - BLDG B - L2 Plumbing Rough-in (Labour) | Active |  | 1.3107 | 52429.5 | 40000 | -12429.5 | 0 | 0 | 0 | 52429.5 | 40000 | -12429.5 | 0 | 0 | 0 | 0 | 0 | 0 | 0 | 0 | 0
P - BLDG B - L3 Plumbing Rough-in (Labour) | Active |  | 1.1728 | 46912.2 | 40000 | -6912.2 | 0 | 0 | 0 | 46912.2 | 40000 | -6912.2 | 0 | 0 | 0 | 0 | 0 | 0 | 0 | 0 | 0
P - BLDG B - L4 Plumbing Rough-in (Labour) | Active |  | 1.339 | 53561.64 | 40000 | -13561.64 | 0 | 0 | 0 | 53561.64 | 40000 | -13561.64 | 0 | 0 | 0 | 0 | 0 | 0 | 0 | 0 | 0
P - BLDG B - L5 Plumbing Rough-in (Labour) | Active |  | 1.696 | 67839.85 | 40000 | -27839.85 | 0 | 0 | 0 | 67839.85 | 40000 | -27839.85 | 0 | 0 | 0 | 0 | 0 | 0 | 0 | 0 | 0
P - BLDG B - L6 Plumbing Rough-in (Labour) | Active |  | 2.0351 | 81402.13 | 40000 | -41402.13 | 0 | 0 | 0 | 81402.13 | 40000 | -41402.13 | 0 | 0 | 0 | 0 | 0 | 0 | 0 | 0 | 0
P - BLDG B - Roof Plumbing (Labour & Material) | Active |  | 0.014237 | 569.49 | 40000 | 39430.51 | 569.49 | 12400 | 11830.51 | 0 | 27600 | 27600 | 0 | 0 | 0 | 0 | 0 | 0 | 0 | 0 | 0
P - BLDG B - Material Supply | Active |  | 1.2651 | 253019.4 | 200000 | -53019.4 | 253019.4 | 200000 | -53019.4 | 0 | 0 | 0 | 0 | 0 | 0 | 0 | 0 | 0 | 0 | 0 | 0
P - BLDG B - Plumbing Fixtures & Access Panels Supply | Active |  | 0.11912 | 40501.95 | 340000 | 299498.05 | 40501.95 | 340000 | 299498.05 | 0 | 0 | 0 | 0 | 0 | 0 | 0 | 0 | 0 | 0 | 0 | 0
P - BLDG B - L1 Plumbing Finishing (Labour) | Closed |  | 0 | 0 | 30000 | 30000 | 0 | 0 | 0 | 0 | 30000 | 30000 | 0 | 0 | 0 | 0 | 0 | 0 | 0 | 0 | 0
P - BLDG B - L2 Plumbing Finishing (Labour) | Closed |  | 0 | 0 | 30000 | 30000 | 0 | 0 | 0 | 0 | 30000 | 30000 | 0 | 0 | 0 | 0 | 0 | 0 | 0 | 0 | 0
P - BLDG B - L3 Plumbing Finishing (Labour) | Closed |  | 0 | 0 | 30000 | 30000 | 0 | 0 | 0 | 0 | 30000 | 30000 | 0 | 0 | 0 | 0 | 0 | 0 | 0 | 0 | 0
P - BLDG B - L4 Plumbing Finishing (Labour) | Closed |  | 0 | 0 | 30000 | 30000 | 0 | 0 | 0 | 0 | 30000 | 30000 | 0 | 0 | 0 | 0 | 0 | 0 | 0 | 0 | 0
P - BLDG B - L5 Plumbing Finishing (Labour) | Closed |  | 0 | 0 | 30000 | 30000 | 0 | 0 | 0 | 0 | 30000 | 30000 | 0 | 0 | 0 | 0 | 0 | 0 | 0 | 0 | 0
P - BLDG B - L6 Plumbing Finishing (Labour) | Closed |  | 0 | 0 | 30000 | 30000 | 0 | 0 | 0 | 0 | 30000 | 30000 | 0 | 0 | 0 | 0 | 0 | 0 | 0 | 0 | 0
P - Mech Room & Equipment Supply | Active |  | 0.40676 | 309140.5 | 760000 | 450859.5 | 309140.5 | 760000 | 450859.5 | 0 | 0 | 0 | 0 | 0 | 0 | 0 | 0 | 0 | 0 | 0 | 0
P - Insulation and Heat Trace | Active |  | 0.50732 | 248585.15 | 490000 | 241414.85 | 0 | 0 | 0 | 0 | 0 | 0 | 248585.15 | 490000 | 241414.85 | 0 | 0 | 0 | 0 | 0 | 0
P - Permits | Active |  | 0.99926 | 44966.8 | 45000 | 33.2 | 44966.8 | 45000 | 33.2 | 0 | 0 | 0 | 0 | 0 | 0 | 0 | 0 | 0 | 0 | 0 | 0
P - Shop Drawings, and Mobilization | Active |  | 0.63019 | 37811.34 | 60000 | 22188.66 | 37366.65 | 49000 | 11633.35 | 0 | 8000 | 8000 | 0 | 3000 | 3000 | 444.69 | 0 | -444.69 | 0 | 0 | 0
P - Completion & Final Documents | Active |  | 0.0038227 | 363.16 | 95000 | 94636.84 | 363.16 | 29000 | 28636.84 | 0 | 18000 | 18000 | 0 | 48000 | 48000 | 0 | 0 | 0 | 0 | 0 | 0
HVAC - Parkade HVAC (Labour & Material) | Active |  | 0.4546 | 63643.55 | 140000 | 76356.45 | 53851.47 | 48000 | -5851.47 | 9668.29 | 81000 | 71331.71 | 0 | 11000 | 11000 | 123.79 | 0 | -123.79 | 0 | 0 | 0
V - BLDG A - L1 HVAC Rough-in (Labour) | Active |  | 2.1356 | 53388.91 | 25000 | -28388.91 | 0 | 0 | 0 | 42644.91 | 25000 | -17644.91 | 10552.5 | 0 | -10552.5 | 191.5 | 0 | -191.5 | 0 | 0 | 0
V - BLDG A - L2 HVAC Rough-in (Labour) | Active |  | 1.5457 | 38643.68 | 25000 | -13643.68 | 0 | 0 | 0 | 38643.68 | 25000 | -13643.68 | 0 | 0 | 0 | 0 | 0 | 0 | 0 | 0 | 0
V - BLDG A - L3 HVAC Rough-in (Labour) | Active |  | 1.8311 | 45778.31 | 25000 | -20778.31 | 0 | 0 | 0 | 45778.31 | 25000 | -20778.31 | 0 | 0 | 0 | 0 | 0 | 0 | 0 | 0 | 0
V - BLDG A - L4 HVAC Rough-in (Labour) | Active |  | 1.483 | 37075.2 | 25000 | -12075.2 | 0 | 0 | 0 | 37075.2 | 25000 | -12075.2 | 0 | 0 | 0 | 0 | 0 | 0 | 0 | 0 | 0
V - BLDG A - L5 HVAC Rough-in (Labour) | Active |  | 2.2003 | 55008.33 | 25000 | -30008.33 | 4215.13 | 0 | -4215.13 | 50793.2 | 25000 | -25793.2 | 0 | 0 | 0 | 0 | 0 | 0 | 0 | 0 | 0
V - BLDG A - L6 HVAC Rough-in (Labour) | Active |  | 2.2299 | 55747.32 | 25000 | -30747.32 | 10358.7 | 0 | -10358.7 | 45388.62 | 25000 | -20388.62 | 0 | 0 | 0 | 0 | 0 | 0 | 0 | 0 | 0
V - BLDG A - Material Supply | Active |  | 2.1195 | 158960.4 | 75000 | -83960.4 | 158960.4 | 75000 | -83960.4 | 0 | 0 | 0 | 0 | 0 | 0 | 0 | 0 | 0 | 0 | 0 | 0
V - BLDG A - L1 HVAC Finishing (Labour) | Active |  | 0.022991 | 126.45 | 5500 | 5373.55 | 0 | 0 | 0 | 126.45 | 5500 | 5373.55 | 0 | 0 | 0 | 0 | 0 | 0 | 0 | 0 | 0
V - BLDG A - L2 HVAC Finishing (Labour) | Active |  | 0.09042 | 497.31 | 5500 | 5002.69 | 0 | 0 | 0 | 497.31 | 5500 | 5002.69 | 0 | 0 | 0 | 0 | 0 | 0 | 0 | 0 | 0
V - BLDG A - L3 HVAC Finishing (Labour) | Active |  | 0.17287 | 950.79 | 5500 | 4549.21 | 0 | 0 | 0 | 950.79 | 5500 | 4549.21 | 0 | 0 | 0 | 0 | 0 | 0 | 0 | 0 | 0
V - BLDG A - L4 HVAC Finishing (Labour) | Active |  | 0.23425 | 1288.36 | 5500 | 4211.64 | 0 | 0 | 0 | 1288.36 | 5500 | 4211.64 | 0 | 0 | 0 | 0 | 0 | 0 | 0 | 0 | 0
V - BLDG A - L5 HVAC Finishing (Labour) | Active |  | 0.60236 | 3313 | 5500 | 2187 | 0 | 0 | 0 | 3313 | 5500 | 2187 | 0 | 0 | 0 | 0 | 0 | 0 | 0 | 0 | 0
V - BLDG A - L6 HVAC Finishing (Labour) | Active |  | 0.43442 | 2389.33 | 5500 | 3110.67 | 0 | 0 | 0 | 2389.33 | 5500 | 3110.67 | 0 | 0 | 0 | 0 | 0 | 0 | 0 | 0 | 0
V - BLDG B - L1 HVAC Rough-in (Labour) | Active |  | 2.1274 | 53184.92 | 25000 | -28184.92 | 0 | 0 | 0 | 53184.92 | 25000 | -28184.92 | 0 | 0 | 0 | 0 | 0 | 0 | 0 | 0 | 0
V - BLDG B - L2 HVAC Rough-in (Labour) | Active |  | 1.6852 | 42129.92 | 25000 | -17129.92 | 0 | 0 | 0 | 34806.17 | 25000 | -9806.17 | 7323.75 | 0 | -7323.75 | 0 | 0 | 0 | 0 | 0 | 0
HVAC - BLDG 2 - L3 HVAC Rough-in (Labour) | Active |  | 1.6235 | 40586.82 | 25000 | -15586.82 | 5670 | 0 | -5670 | 34916.82 | 25000 | -9916.82 | 0 | 0 | 0 | 0 | 0 | 0 | 0 | 0 | 0
V - BLDG B - L4 HVAC Rough-in (Labour) | Active |  | 1.754 | 43850.78 | 25000 | -18850.78 | 0 | 0 | 0 | 43850.78 | 25000 | -18850.78 | 0 | 0 | 0 | 0 | 0 | 0 | 0 | 0 | 0
V - BLDG B - L5 HVAC Rough-in (Labour) | Active |  | 1.9949 | 49872.87 | 25000 | -24872.87 | 0 | 0 | 0 | 49872.87 | 25000 | -24872.87 | 0 | 0 | 0 | 0 | 0 | 0 | 0 | 0 | 0
V - BLDG B - L6 HVAC Rough-in (Labour) | Active |  | 1.6613 | 41532.78 | 25000 | -16532.78 | 0 | 0 | 0 | 41532.78 | 25000 | -16532.78 | 0 | 0 | 0 | 0 | 0 | 0 | 0 | 0 | 0
V - BLDG B - Material Supply | Active |  | 1.6981 | 127359.97 | 75000 | -52359.97 | 124824.22 | 75000 | -49824.22 | 0 | 0 | 0 | 2535.75 | 0 | -2535.75 | 0 | 0 | 0 | 0 | 0 | 0
V - BLDG B - L1 HVAC Finishing | Active |  | 0 | 0 | 5500 | 5500 | 0 | 0 | 0 | 0 | 5500 | 5500 | 0 | 0 | 0 | 0 | 0 | 0 | 0 | 0 | 0
V - BLDG B - L2 HVAC Finishing | Active |  | 1.7964 | 9879.96 | 5500 | -4379.96 | 9879.96 | 0 | -9879.96 | 0 | 5500 | 5500 | 0 | 0 | 0 | 0 | 0 | 0 | 0 | 0 | 0
V - BLDG B - L3 HVAC Finishing | Active |  | 0 | 0 | 5500 | 5500 | 0 | 0 | 0 | 0 | 5500 | 5500 | 0 | 0 | 0 | 0 | 0 | 0 | 0 | 0 | 0
V - BLDG B - L4 HVAC Finishing | Active |  | 0 | 0 | 5500 | 5500 | 0 | 0 | 0 | 0 | 5500 | 5500 | 0 | 0 | 0 | 0 | 0 | 0 | 0 | 0 | 0
V - BLDG B - L5 HVAC Finishing | Active |  | 0 | 0 | 5500 | 5500 | 0 | 0 | 0 | 0 | 5500 | 5500 | 0 | 0 | 0 | 0 | 0 | 0 | 0 | 0 | 0
V - BLDG B - L6 HVAC Finishing | Active |  | 0 | 0 | 5500 | 5500 | 0 | 0 | 0 | 0 | 5500 | 5500 | 0 | 0 | 0 | 0 | 0 | 0 | 0 | 0 | 0
V - Ventilation Equipment Supply | Active |  | 0.73801 | 309964.09 | 420000 | 110035.91 | 309964.09 | 420000 | 110035.91 | 0 | 0 | 0 | 0 | 0 | 0 | 0 | 0 | 0 | 0 | 0 | 0
V - HVAC Controls | Active |  | 0.48413 | 140398.65 | 290000 | 149601.35 | 0 | 0 | 0 | 0 | 0 | 0 | 140398.65 | 290000 | 149601.35 | 0 | 0 | 0 | 0 | 0 | 0
V - TAB and Commissioning | Active |  | 0 | 0 | 70000 | 70000 | 0 | 0 | 0 | 0 | 0 | 0 | 0 | 70000 | 70000 | 0 | 0 | 0 | 0 | 0 | 0
V - Permit, Shop Drawings and Mobilization | Active |  | 0.98186 | 12764.21 | 13000 | 235.79 | 9893.51 | 5000 | -4893.51 | 0 | 4000 | 4000 | 2870.7 | 4000 | 1129.3 | 0 | 0 | 0 | 0 | 0 | 0
V - Insulation Labour | Active |  | 0 | 0 | 50000 | 50000 | 0 | 0 | 0 | 0 | 0 | 0 | 0 | 50000 | 50000 | 0 | 0 | 0 | 0 | 0 | 0
V - Completion & Final Documents | Active |  | 0 | 0 | 13500 | 13500 | 0 | 7500 | 7500 | 0 | 2500 | 2500 | 0 | 3500 | 3500 | 0 | 0 | 0 | 0 | 0 | 0
V - Roof HVAC | Active |  | 0.13448 | 1344.83 | 10000 | 8655.17 | 77.28 | 6000 | 5922.72 | 1267.55 | 4000 | 2732.45 | 0 | 0 | 0 | 0 | 0 | 0 | 0 | 0 | 0
P - Plumbing Office | Active |  | 0 | 53112.89 | 0 | -53112.89 | 0 | 0 | 0 | 53112.89 | 0 | -53112.89 | 0 | 0 | 0 | 0 | 0 | 0 | 0 | 0 | 0
HVAC - HVAC Office | Active |  | 0 | 28100.04 | 0 | -28100.04 | 470.4 | 0 | -470.4 | 27629.64 | 0 | -27629.64 | 0 | 0 | 0 | 0 | 0 | 0 | 0 | 0 | 0
Safety | Pending |  | 0 | 15147.48 | 0 | -15147.48 | 879.75 | 0 | -879.75 | 14267.73 | 0 | -14267.73 | 0 | 0 | 0 | 0 | 0 | 0 | 0 | 0 | 0
CO-01 [COR-01] P -Drainage Channel Revision | Active |  | 0 | 0 | 2220 | 2220 | 0 | 2220 | 2220 | 0 | 0 | 0 | 0 | 0 | 0 | 0 | 0 | 0 | 0 | 0 | 0
CO-02 [COR-02] P - MSI-1 Changes | Active |  | 0.20537 | 2793.05 | 13600 | 10806.95 | 77.28 | 8400 | 8322.72 | 2715.77 | 5200 | 2484.23 | 0 | 0 | 0 | 0 | 0 | 0 | 0 | 0 | 0
CO-03&5 [COR-06] VRF Heating System | Active |  | 0.60982 | 1151346.07 | 1888000 | 736653.93 | 784791.25 | 1008000 | 223208.75 | 135843.55 | 605000 | 469156.45 | 230711.27 | 275000 | 44288.73 | 0 | 0 | 0 | 0 | 0 | 0
CO-04 [COR-04] P - MSI-04 SI-008 Ground Floor Drains | Pending |  | 0 | 0 | 6000 | 6000 | 0 | 2900 | 2900 | 0 | 2900 | 2900 | 0 | 200 | 200 | 0 | 0 | 0 | 0 | 0 | 0
CO-06 [COR-05] (Part 2) V - Elevator Machine Room Cooling | Pending |  | 0.59156 | 11831.13 | 20000 | 8168.87 | 11655 | 13300 | 1645 | 176.13 | 3500 | 3323.87 | 0 | 3200 | 3200 | 0 | 0 | 0 | 0 | 0 | 0
CO-7 [COR-07] V - Amenity Ceiling Fan coils | Pending |  | 0 | 0 | 11200 | 11200 | 0 | 7500 | 7500 | 0 | 1300 | 1300 | 0 | 2400 | 2400 | 0 | 0 | 0 | 0 | 0 | 0
CO-8 [COR-08] P - Planter drain pipe rerouting | Pending |  | 0.1572 | 3829.39 | 24360 | 20530.61 | 0 | 10860 | 10860 | 3829.39 | 13500 | 9670.61 | 0 | 0 | 0 | 0 | 0 | 0 | 0 | 0 | 0
[COR-09] P - Insulation & HT to Attic HB's for Building A & B | Pending |  | 0.99987 | 5390.31 | 5391 | 0.69 | 0 | 0 | 0 | 0 | 0 | 0 | 5390.31 | 5391 | 0.69 | 0 | 0 | 0 | 0 | 0 | 0
CO-10 [COR-10] P - ASI-017 – Unit C5 Ensuite Tub to Shower | Pending |  | 0 | 0 | -2278.59 | -2278.59 | 0 | -2278.59 | -2278.59 | 0 | 0 | 0 | 0 | 0 | 0 | 0 | 0 | 0 | 0 | 0 | 0
CO-11 [COR-05] (Part 1) P - Credit for Drinking Fountain | Pending |  | 0 | 0 | -3762.87 | -3762.87 | 0 | 0 | 0 | 0 | 0 | 0 | 0 | 0 | 0 | 0 | -3762.87 | -3762.87 | 0 | 0 | 0
CO-12 [COR-12] P - RFI-13 Drain discharge to tank | Pending |  | -0.16735 | 430.1 | -2570 | -3000.1 | 430.1 | -740 | -1170.1 | 0 | -1830 | -1830 | 0 | 0 | 0 | 0 | 0 | 0 | 0 | 0 | 0
[COR-17] (P) Replacement of Damaged Shower – 60 x 30 RH (60135 A) | Pending |  | 0 | 0 | 488 | 488 | 0 | 488 | 488 | 0 | 0 | 0 | 0 | 0 | 0 | 0 | 0 | 0 | 0 | 0 | 0
COR-15 (P) Sediment interceptor for MSI-10 R2 | Pending |  | 0.99514 | 6269.39 | 6300 | 30.61 | 4620 | 4400 | -220 | 1649.39 | 1900 | 250.61 | 0 | 0 | 0 | 0 | 0 | 0 | 0 | 0 | 0
CO-16 [COR-11] V - MS1-02 R2 Duct & FD-Trap Primer | Pending |  | 0 | 0 | 5430 | 5430 | 0 | 4530 | 4530 | 0 | 900 | 900 | 0 | 0 | 0 | 0 | 0 | 0 | 0 | 0 | 0

## KNOWIFY TIME
Resource | Role | ST | Total | Cost | Avg. Hourly Cost
Employee 01 | Apprentice Lvl 3 | 24:00 | 24:00 | 1325.04 | 55.21
Employee 02 | Foreman Lvl 2 | 43:00 | 43:00 | 3550.5 | 82.57
Employee 03 | Apprentice Lvl 1 | 837:40 | 837:40 | 40180.24 | 47.97
Employee 04 | Foreman Lvl 2 | 1221:50 | 1221:50 | 81644.43 | 66.82
Employee 05 | Apprentice Lvl 1 | 0.125 | 0.125 | 82.74 | 27.58
Employee 06 | Apprentice Lvl 1 | 993:40 | 993:40 | 37200.9 | 37.44
Employee 07 | Apprentice Lvl 1 | 532:35 | 532:35 | 26480 | 49.72
Employee 08 | Apprentice Lvl 3 | 712:30 | 712:30 | 37728.33 | 52.95
Employee 09 | Journeyman Lvl 2 | 530:30 | 530:30 | 38320.57 | 72.23
Employee 10 | Journeyman Lvl 2 | 1586:05 | 1586:05 | 88613.26 | 55.87
Employee 11 | Apprentice Lvl 1 | 817:05 | 817:05 | 40619.1 | 49.71
Employee 12 | Apprentice Lvl 1 | 0.98958 | 0.98958 | 654.87 | 27.57
Employee 13 | Apprentice Lvl 2 | 1276:00 | 1276:00 | 48723.69 | 38.18
Employee 14 | Apprentice Lvl 1 | 0.34375 | 0.34375 | 409.94 | 49.69
Employee 15 | Apprentice Lvl 4 | 774:30 | 774:30 | 29422.34 | 37.99
Employee 16 | Journeyman Lvl 1 | 0.34375 | 0.34375 | 0 | 0
Employee 17 | Foreman Lvl 1 | 68:45 | 68:45 | 4934.73 | 71.78
Employee 18 | Apprentice Lvl 1 | 127:30 | 127:30 | 6350.74 | 49.81
Employee 19 | Journeyman Lvl 1 | 130:40 | 130:40 | 5613.44 | 42.96
Employee 20 | Foreman Lvl 1 | 0.30208 | 0.30208 | 409.55 | 56.49
Employee 21 | Apprentice Lvl 1 | 1321:05 | 1321:05 | 62909.07 | 47.62
Employee 22 | Apprentice Lvl 5 | 712:20 | 712:20 | 41132.91 | 57.74
Employee 23 | Journeyman Lvl 1 | 295:40 | 295:40 | 21456.47 | 72.57
Employee 24 | HVAC Field Supervisor | 296:00 | 296:00 | 19846.2 | 67.05
Employee 25 | Apprentice Lvl 3 | 670:55 | 670:55 | 35887.26 | 53.49
Employee 26 | Apprentice Lvl 2 | 524:00 | 524:00 | 15622.92 | 29.81
Employee 27 | Foreman Lvl 1 | 1594:25 | 1594:25 | 106764.29 | 66.96
Employee 28 | Project Manager | 313:30 | 313:30 | 26841.87 | 85.62
Employee 29 | Apprentice Lvl 2 | 328:30 | 328:30 | 17953.45 | 54.65
Employee 30 | Apprentice Lvl 1 | 523:25 | 523:25 | 23983.24 | 45.82
Employee 31 | Apprentice Lvl 2 | 233:15 | 233:15 | 6486.69 | 27.81
Employee 32 | Foreman Lvl 1 | 683:45 | 683:45 | 38447.43 | 56.23
Employee 33 | Journeyman Lvl 2 | 810:00 | 810:00 | 49501.04 | 61.11
Employee 34 | Journeyman Lvl 2 | 419:30 | 419:30 | 28117.47 | 67.03
Employee 35 | Apprentice Lvl 3 | 0.67014 | 0.67014 | 799.66 | 49.72
Employee 36 | Apprentice Lvl 8 | 1233:50 | 1233:50 | 64611.83 | 52.37
Employee 37 | Apprentice Lvl 1 | 742:00 | 742:00 | 23704.44 | 31.95
Employee 38 | Apprentice Lvl 3 | 179:30 | 179:30 | 10109.44 | 56.32
Employee 39 | Apprentice Lvl 1 | 238:10 | 238:10 | 8756.04 | 36.76
Employee 40 | Apprentice Level 6 | 900:10 | 900:10 | 44746.28 | 49.71
Employee 41 | Apprentice Lvl 1 | 0.85417 | 0.85417 | 748.05 | 36.49
Employee 42 | Divisional Manager | 0.375 | 0.375 | 866.07 | 96.23
Employee 43 | Apprentice Lvl 2 | 46:40 | 46:40 | 2636.69 | 56.5
Employee 44 | Apprentice Lvl 5 | 885:20 | 885:20 | 35045.34 | 39.58
Employee 45 | Journeyman Lvl 2 | 0.6875 | 0.6875 | 1193.44 | 72.33
Employee 46 | Journeyman | 120:45 | 120:45 | 8318.48 | 68.89
Employee 47 | Apprentice Lvl 8 | 133:55 | 133:55 | 6745.85 | 50.37
Employee 48 | Admin | 0.11458 | 0.11458 | 192.75 | 70.09
Employee 49 | Foreman Lvl 1 | 252:00 | 252:00 | 15157.05 | 60.15
Employee 50 | Apprentice Lvl 3 | 932:20 | 932:20 | 39632.42 | 42.51
Employee 51 | Project Manager | 707:05 | 707:05 | 54979.27 | 77.76
Employee 52 | Foreman Lvl 1 | 142:20 | 142:20 | 8954.22 | 62.91
Employee 53 | Apprentice Lvl 1 | 828:50 | 828:50 | 22463.59 | 27.1
Employee 54 | Apprentice Lvl 4 | 598:35 | 598:35 | 33027.75 | 55.18
Employee 55 | Apprentice Lvl 1 | 82:30 | 82:30 | 4043.3 | 49.01
Employee 56 | Apprentice Lvl 2 | 32:30 | 32:30 | 1683.82 | 51.81
Employee 57 | Foreman Lvl 1 | 0.26042 | 0.26042 | 499.25 | 79.88
Employee 58 | Apprentice Lvl 2 | 170:45 | 170:45 | 7304.96 | 42.78
Employee 59 | Apprentice Lvl 1 | 224:35 | 224:35 | 4409.79 | 19.64
Employee 60 | Apprentice Lvl 2 | 746:45 | 746:45 | 32916.38 | 44.08
Employee 61 | Apprentice Lvl 7 | 518:10 | 518:10 | 21871.27 | 42.21
Employee 62 | Health & Safety Coordinator | 237:00 | 237:00 | 15506.57 | 65.43
Employee 63 | Apprentice Lvl 3 | 283:30 | 283:30 | 9134.52 | 32.22
Employee 64 | Apprentice Lvl 1 | 643:40 | 643:40 | 20927.67 | 32.51
Employee 65 | Foreman Lvl 1 | 272:30 | 272:30 | 21674.75 | 79.54
Employee 66 | Apprentice Lvl 3 | 32:30 | 32:30 | 1680.9 | 51.72
Employee 67 | Apprentice Lvl 8 | 912:20 | 912:20 | 50077.94 | 54.89
Employee 68 | Apprentice Lvl 1 | 571:00 | 571:00 | 21615.58 | 37.86
Employee 69 | Apprentice Lvl 4 | 654:45 | 654:45 | 35530.73 | 54.27
Employee 70 | Apprentice Lvl 4 | 153:30 | 153:30 | 5875.98 | 38.28
Employee 71 | Apprentice Lvl 5 | 619:10 | 619:10 | 22787.82 | 36.8

## AUDIT NOTES
AUDIT NOTES: formula review of 'Template-Empty - WORK IN PROGRESS.xlsm'
Values quoted are what the original file currently calculates (20,800 plumbing hours entered, no HVAC).
# | Severity | Where (original) | What happens now | Why it matters / $ impact | How the new workbook handles it
1 | HIGH | PRJ SUMMARY D12 via P&H SUMMARY L2 (rate = PRJ INFO D42) | Bid labour = hours x $70.20, a simple average of the 5 rates (D42 = SUM(D36:D40)/5). Crew mix % is ignored. | Crew-mix weighted rate is $64.75. On 20,800 hrs the bid carries $1,460,160 vs $1,346,696 from the crew mix (+$113,464). | Labour $ = hours x SUMPRODUCT(rate, mix) on LABOUR RATES. One rate, used everywhere.
2 | HIGH | PRJ INFO H35 / H44 ($22/hr overhead) | Overhead per hour is entered but never added to cost. The only formulas that touch H35 are PRJ SUMMARY C57:C58, by mistake. | 20,800 hrs x $22 = $457,600 of overhead not in the cost. Net of item 1, labour + OH is under-costed by $344,136 before markup. | Overhead $ is its own column on every estimate line and its own column on BID SUMMARY.
3 | HIGH | P&H SUMMARY L11:L68 (rate = PRJ INFO H36) | Every plumbing line item prices labour at $53/hr (Apprentice Lvl 1-2 only), while the summary row uses $70.20. | Line items total $1,102,400; the bid total uses $1,460,160. BUDGET PLAN and the KNOWIFY export pull the $53 lines, so the field budget is $357,760 lower than what was bid. S.O.V column Y 'ADJST' plugs the gap ($411,440). | Line labour and summary labour use the same rate, so BUDGET, BID SUMMARY and SOV tie with no plug.
4 | HIGH | HVAC SUMMARY H29 and H54 (= PRJ INFO H53) | PRJ INFO H53 is an empty cell, so every HVAC line item shows $0 labour. | Any HVAC budget built from line items would have zero labour dollars. | HVAC EST uses the HVAC crew rate from LABOUR RATES, same formula as PLUMBING EST.
5 | HIGH | PRJ INFO J46:J49 | HVAC 'Cost by wage breakdown' multiplies I45 (Apprentice 1-2 hours) by each rate instead of its own row's hours. | HVAC wage breakdown is wrong as soon as HVAC hours exist. | Each row: Hours x Rate on its own row, plus a tie-out check.
6 | MED | PRJ INFO H45:H49 | HVAC rate column links to the plumbing rates D36:D40 (and is labelled 'P&H'), not the HVAC table D45:D49. | Changing an HVAC rate in D45:D49 has no effect on HVAC labels; easy to misread. | Separate HVAC crew table with its own rates and mix.
7 | MED | PRJ INFO I37 | Apprentice 3-6 hours use PRJ SUMMARY C11 (material-row hours only); the other four rows use C10 (all plumbing hours). | Once equipment or fixture hours exist, the crew mix no longer totals 100% of hours. | All rows use the same total-hours cell.
8 | HIGH | PRJ SUMMARY C57, C58 | Supervision months for Ventilation and A/C point to PRJ INFO H35 (the $22 overhead) instead of H43 (HVAC duration). | Supervision would be charged for 22 months instead of 24. | Supervision qty links to INPUTS HVAC duration.
9 | MED | PRJ SUMMARY row 59 (Supervision - Office) | $7,500/month x 24 months = $180,000 (+15% = $207,000) is allocated 100% to Plumbing, using the HVAC duration. | Plumbing looks $207,000 more expensive than it is; HVAC looks cheaper. Confirmed this is a real job cost (dedicated PM), separate from the per-hour overhead. | Replaced by office PM hours on LABOUR RATES (months x 11 days x 8 hrs at PM rate + overhead), split across divisions by direct cost.
10 | HIGH | PRJ SUMMARY M55:T79 ("50-50 Div's" split) | GC split formulas divide by C4+C5 with no IFERROR. With no HVAC entered they return a divide-by-zero (DIV/0) error. | PRJ SUMMARY F6, G6, J6, W6 and J7 all show DIV/0 errors, so the grand total breaks on any plumbing-only job. | Allocation uses % inputs or an IFERROR-guarded direct-cost share. No divide-by-zero.
11 | MED | S.O.V B1, AC1, M2:M6, rows 4-5; KNOWIFY F1 | Broken references (REF errors from deleted cells) in the S.O.V; the Knowify 'ALL GOOD' indicator therefore shows a REF error. | The SOV check light can never go green, so it cannot be trusted. | New SCHEDULE OF VALUES built from BUDGET with Knowify line names and a contract tie-out check.
12 | MED | PRJ SUMMARY V2 / W2 | Contract = ROUNDUP(total, -2) + V2, where V2 is a hardcoded $1,200 'ROLL-UP'. | An unexplained $1,200 is added to the plumbing contract. | Removed. Rounding is a visible input on INPUTS.
13 | MED | PRJ SUMMARY E11:E26 (15%) | Markup on cost is applied, not margin. 15% markup = 13.0% margin. | If the company target is 15% margin, every bid is about 2 points short. | Margin entered per division; equivalent markup shown beside it.
14 | LOW | P&H SUMMARY M45; HVAC SUMMARY J29, J54 | Total-hours boxes leave out Finishing Misc hours (J37, J21, J46). | The cost box on those tabs under-reports if finishing misc hours are used. | Single hours column summed across every row.
15 | LOW | P&H SUMMARY row 26 and HVAC SUMMARY rows 13 / 37 | Condensate drains appear in both Plumbing and HVAC. | Risk of pricing the same scope twice. | Kept on both tabs, labelled 'if by Plumbing' / 'if by HVAC'. Use only one.
16 | OK | PRJ INFO E40 (Foreman & PM 14%) and PRJ SUMMARY rows 55-58 | Foreman & PM time is in the crew mix and supervision is also a GC line. | Reviewed with estimator: these are separate costs, not a double count. | Both kept: crew mix on LABOUR RATES, supervision on SUBS & GC.
17 | LOW | BUDGET PLAN J1 | Supervision/PM wage hardcoded at $50/hr, a fourth labour rate in the file. | Budget supervision hours do not match the bid. | One rate source: LABOUR RATES.
18 | LOW | PRJ SUMMARY X1 / Z1 | 'PRJ DAYS' = hours / 8 is really man-days; 'MAN DAYS' = man-days / crew is really duration in days. | Labels swapped; easy to misread schedule. | Not carried over. Hours per unit shown on BID SUMMARY.
OPEN QUESTIONS FOR YOU
| 1 | Office PM time: 11 days x 8 hrs a month (88 hrs) is assumed. On 405 Marie Place the PM charged about 60 hrs a month. Keep 11 days?
| 2 | 438 West Pender: unit costs and hours per unit are blank. Paste or type your prices; TAKEOFF CHECK shows what is still unpriced.
ANSWERED (decisions built into this workbook)
| OK | Overhead is a manual entry per bid, now $32.71/hr (was $22): the rate implied by the company cost breakdown at Knowify labour rates. RATE VARIANCE tracks it.
| OK | Subs margin standard 12%.
| OK | Takeoff import built for the provider's Takeoff Summary format (438 West Pender sample). Estimate shows true cost first, then adjustment columns.
| OK | Office PM is booked to job cost. The $7,500/month line is removed; PM hours (months x 11 days x 8 hrs) are priced at the PM rate plus overhead and counted in total hours.
| OK | Field supervision GC lines are not double counted with the Foreman & PM share of the crew mix.
| OK | Template rates include nothing Knowify lacks; both are fully burdened. Bids now default to Knowify actual rates and mix; RATE VARIANCE tracks drift.
| OK | Self-perform margin standard 15%, drop-down 8% to 20%. Subs margin drop-down 10% to 15%.
| OK | Contingency: 2% of budgeted cost by default, on its own CONTINGENCY tab, added before the grand total.
| OK | Company cost breakdown (MF/CM) entered on INPUTS and used as the back-check on BID SUMMARY.
| OK | Knowify Job Summary export format confirmed. SOV and BUDGET use the same phase structure and line naming.